## BoQ1 (hidden)
Percentage BoQ
BoQ_Ver3.0 | Percentage | Normal | INR Only | INR
Select, At Par, Excess (+), Less (-) |  | IOCL
Tender Inviting Authority: Bhubaneswar Smart City Limited
Name of Work: Construction of IPSC (Integrated Public Services Centre),Saheed Nagar, Bhubaneswar, Odisha. (Composite Tender).
Contract No: BID IDENTIFICATION NO.: 1280/BSCL/16/17
Bidder Name :
PRICE SCHEDULE (This BOQ template must not be modified/replaced by the bidder and the same should be uploaded after filling the relevent columns, else the bidder is liable to be rejected for this tender. Bidders are allowed to enter the Bidder Name and Values only )
NUMBER # | TEXT # | TEXT # | NUMBER # | TEXT # | NUMBER | NUMBER | TEXT | TEXT # | NUMBER # | TEXT# | TEXT # | NUMBER # | NUMBER | NUMBER | NUMBER | NUMBER | TEXT | TEXT | NUMBER | NUMBER | NUMBER | NUMBER | TEXT | TEXT | NUMBER | NUMBER | NUMBER | NUMBER | TEXT | TEXT | NUMBER | NUMBER | NUMBER | NUMBER | TEXT | TEXT | NUMBER | NUMBER | NUMBER | NUMBER | TEXT | TEXT | NUMBER | NUMBER | NUMBER # | NUMBER # | TEXT | TEXT | NUMBER # | NUMBER # | DATE | NUMBER # | NUMBER # | TEXT #
Sl. No. | Item Description | Item Code / Make | Quantity | Units | Estimated Rate |  |  | Addition / Deduction | Addition / Deduction Values | Currency Convertion against each Item | Quoted Currency in INR / Other Currency | BASIC RATE In Figures To be entered by the Bidder Rs. P | Excise Duty | VAT | Freight Charges ( Unloading & Stacking) | Any Other Taxes/Duties/Levies |  |  | Other Taxes 2 | IIIrd Party i.e DGS&D / RITES etc Inspection Charges @0.34%+Service Tax | Less for Cenvat Credit,if any respect of Supplies Under full Excise Duty Category | [30 empty] | TOTAL AMOUNT Without Taxes | TOTAL AMOUNT With Taxes | TOTAL AMOUNT In Words
1 | 2 | 3 | 4 | 5 | 6 | 7 | 8 | 9 | 10 | 11 | 12 | 13 | 14 | 15 | 16 | 17 | 18 | 19 | 20 | 21 | 22 | 23 | 24 | 25 | 26 | 27 | 28 | 29 | 30 | 31 | 32 | 33 | 34 | 35 | 36 | 37 | 38 | 39 | 40 | 41 | 42 | 43 | 44 | 45 | 46 | 47 | 48 | 49 | 50 | 51 | 52 | 53 | 7 | 8
1 | Earth work in excavation of foundation in all kinds of soil with in 50m initial lead and 1.50m initial lift including rough dressing breaking clods maximum 5cm to 7cm & laying in layers not exceeding 0.3m depth for the work complete as directed by the Engineer in charge. | BI01010001010000000000000515BI0100001113 | 512.79 | Cum. | 132 |  |  | Excess(+) | 1 | Full Conversion | INR | [40 empty] | #VALUE! | #VALUE! | #VALUE! | 1.01 | Supplying, Conveying and fixing spls. Including eart | item1 | 123.223 | Nos
1.01 | Backfilling with available earth including cost of all material, conveyance, T&P etc complete in all shape as per the direction of Engineer-in-Charge. | BI01010001010000000000000515BI0100001114 | 421.65 | Cum. | 72 |  |  | Excess(+) | 1 | Full Conversion | INR | [40 empty] | #VALUE! | #VALUE! | #VALUE!
1.02 | Carriage of surplus earth by mechanical means.(within 5.00 Km. lead) including cost of all T&P, conveyance etc complete as per direction of Engineer-in-Charge. | BI01010001010000000000000515BI0100001115 | 91.14 | Cum. | 158 |  |  | Excess(+) | 1 | Full Conversion | INR | [40 empty] | #VALUE! | #VALUE! | #VALUE!
2 | Dismantling of existing structures like Boundary walls and other structure comprising of masonry, cement concrete, wherever necessary, sorting the dismantled material, disposal of unusable material and stacking the usable material with all leads and lifts up to 5km as directed by Engineer-in-Charge | BI01010001010000000000000515BI0100001116 | 53.83 | Cum. | 297.2 |  |  | Excess(+) | 1 | Full Conversion | INR | [40 empty] | #VALUE! | #VALUE! | #VALUE!
3 | Providing and applying of pre construction Antitermite treatment specification and the holes should be pluged with filling materials including cost of all materials, labour charges, conveyance and all taxes, hire charges of machinaries etc. complete as per direction of Engineer-in-charge. | BI01010001010000000000000515BI0100001117 | 1115.37 | Sqm. | 117.4514 |  |  | Excess(+) | 1 | Full Conversion | INR | [40 empty] | #VALUE! | #VALUE! | #VALUE!
4 | Supplying and filling in foundation trenches and plinth with sand well watered and rammed in layers not exceeding 23cm in depth with all lead and lift including cost, conveyance, royalties, taxes of the material, cost of all labour, T&P etc., required for the work complete in all respect as directed by the Engineer-in-Charge. | BI01010001010000000000000515BI0100001118 | 245.49 | Cum. | 332.34 |  |  | Excess(+) | 1 | Full Conversion | INR | [40 empty] | #VALUE! | #VALUE! | #VALUE!
5 | Providing and laying plain cement concrete of proportion (1:3:6) in foundation and floors using 4 cm. size black hard crusher broken granite stone metal and screened and washed sharp sand for mortar of approved quality and from approved quarry including hoisting, lowering, laying concrete, ramming, watering and curing etc. complete to required levels laid in layers not exceeding 15 cm. thick in each layer including cost, conveyance, royalties, taxes of all materials and cost of all labours,labour cess, T&P etc complete as per the direction of the Engineer-in-charge. | BI01010001010000000000000515BI0100001119 | 65.44 | Cum | 4164.4 |  |  | Excess(+) | 1 | Full Conversion | INR | [40 empty] | #VALUE! | #VALUE! | #VALUE!
6 | Rigid and smooth Steel centering and shuttering at all heights for raft, column,beam, lintel, chajja, stair case, plinth beam and ramp etc., works using required nos of vertical and horizontal supports of scaffolding with joists, N.G. rails and channels and steel shutering plates including welding, bolting,cost, conveyance, royalty and all other taxes of all materials and cost of scaffolding gangway etc.including cost of conveyance of dismantling and disposing debris clear of work site complete to receive reinforcement grills and concrete as per requirement as directed by Engineer-in-Charge | BI01010001010000000000000515BI0100001120 | [5 empty] | Excess(+) | 1 | Full Conversion | INR
6.01 | Ground Floor | BI01010001010000000000000515BI0100001121 | 1982.68 | Sqm. | 634.33 |  |  | Excess(+) | 1 | Full Conversion | INR | [40 empty] | #VALUE! | #VALUE! | #VALUE!
6.02 | For 1st Floor | BI01010001010000000000000515BI0100001122 | 1005.43 | Sqm. | 761.2 |  |  | Excess(+) | 1 | Full Conversion | INR | [40 empty] | #VALUE! | #VALUE! | #VALUE!
6.03 | For 2nd Floor | BI01010001010000000000000515BI0100001123 | 1095.247 | Sqm. | 913.4 |  |  | Excess(+) | 1 | Full Conversion | INR | [40 empty] | #VALUE! | #VALUE! | #VALUE!
6.04 | For Roof slab | BI01010001010000000000000515BI0100001126 | 215.39 | Sqm. | 1096.1 |  |  | Excess(+) | 1 | Full Conversion | INR | [40 empty] | #VALUE! | #VALUE! | #VALUE!
7 | Supplying Cutting, straightening or bent up Fe-500D tor steel of primary steel producers such as SAIL / Tiscon / RINL / JINDAL STEEL / SHYAM STEEL (grade Fe-500D) etc. including bending, binding, welding and jointing if necessary and tying the grills and placing in position as required for R.C.C. Work and for providing fan hooks as required, hoisting, lowering, laying including cost, conveyances, taxes of tor steel and binding wires of 18 to 20 gauge and labour required for the work for bending, binding and tying the grills in all floors with labour cess etc. (payment will be made on standard weight of B.I.S. for or tor steel only) etc. complete as per specification & direction of Engineer-in-charge. | BI01010001010000000000000515BI0100001127 | [5 empty] | Excess(+) | 1 | Full Conversion | INR
7.01 | For Foundation to Plinth beam | BI01010001010000000000000515BI0100001128 | 337.287 | Qntl. | 5691.4 |  |  | Excess(+) | 1 | Full Conversion | INR | [40 empty] | #VALUE! | #VALUE! | #VALUE!
7.02 | Ground Floor | BI01010001010000000000000515BI0100001129 | 371.5585 | Qntl. | 5691.4 |  |  | Excess(+) | 1 | Full Conversion | INR | [40 empty] | #VALUE! | #VALUE! | #VALUE!
7.03 | For 1st Floor | BI01010001010000000000000515BI0100001130 | 314.5045 | Qntl. | 5705.8 |  |  | Excess(+) | 1 | Full Conversion | INR | [40 empty] | #VALUE! | #VALUE! | #VALUE!
7.04 | For 2nd Floor | BI01010001010000000000000515BI0100001131 | 320.2945 | Qntl. | 5720.9 |  |  | Excess(+) | 1 | Full Conversion | INR | [40 empty] | #VALUE! | #VALUE! | #VALUE!
7.05 | For Mumty | BI01010001010000000000000515BI0100001133 | 43.234 | Qntl. | 5736.8 |  |  | Excess(+) | 1 | Full Conversion | INR | [40 empty] | #VALUE! | #VALUE! | #VALUE!
8 | R.C.C. work of M-30 in following works using 12 mm. to 20 mm. size (20 mm. not less than 50%) hard black crusher broken granite stone chips of approved quality from approved quarry including hoisting, lowering, laying and compacting concrete, watering curing and finishing the exposed surfaces smooth with cost, conveyance, royalties, taxes of all materials with all labour,labour cess and T & P required for the work etc. complete in all respect but excluding the cost and conveyance of Tor steel and binding wire of 18 to 20 gauge, labour and centering & shuttering charges for straightening, cutting, bending, binding and tying the grills and placing in proper position and as per the direction of the Engineer-in-charge. | BI01010001010000000000000515BI0100001134 | [5 empty] | Excess(+) | 1 | Full Conversion | INR
8.01 | For Foundation to Plinth beam | BI01010001010000000000000515BI0100001135 | 204.6 | Cum. | 5258.2 |  |  | Excess(+) | 1 | Full Conversion | INR | [40 empty] | #VALUE! | #VALUE! | #VALUE!
8.02 | Ground Floor to 1st Floor | BI01010001010000000000000515BI0100001136 | 223.38 | Cum. | 5258.2 |  |  | Excess(+) | 1 | Full Conversion | INR | [40 empty] | #VALUE! | #VALUE! | #VALUE!
8.03 | For 1st Floor to 2nd Floor | BI01010001010000000000000515BI0100001137 | 193.09 | Cum. | 5311 |  |  | Excess(+) | 1 | Full Conversion | INR | [40 empty] | #VALUE! | #VALUE! | #VALUE!
8.04 | For 2nd Floor to Terrace | BI01010001010000000000000515BI0100001138 | 189.62 | Cum. | 5371.8 |  |  | Excess(+) | 1 | Full Conversion | INR | [40 empty] | #VALUE! | #VALUE! | #VALUE!
8.05 | For Terrace to Mumty | BI01010001010000000000000515BI0100001139 | 28.04 | Cum. | 5441.7 |  |  | Excess(+) | 1 | Full Conversion | INR | [40 empty] | #VALUE! | #VALUE! | #VALUE!
9 | Fly Ash brick masonry in cement mortar (1:6) in foundation & plinth using Fly Ash bricks of 23 x 11 x 8 cm size having a crushing strength of not less than 75 kg./sqcm with dimensional tolerance ± 2% including splays cutting circular moulding chamfering and corbelling and similar such type of works with all necessary projections watering and curing and scaffolding after immersing the bricks in water at least for six hours before use including cost, conveyance, royalties and taxes of all materials with all labour,labour cess and T & P required for the work complete in all respect as per direction of Engineer-in-Charge. | BI01010001010000000000000515BI0100001140 | [5 empty] | Excess(+) | 1 | Full Conversion | INR
9.01 | Ground Floor to 1st Floor | BI01010001010000000000000515BI0100001141 | 171.27 | Cum. | 3799.6 |  |  | Excess(+) | 1 | Full Conversion | INR | [40 empty] | #VALUE! | #VALUE! | #VALUE!
9.02 | For 1st Floor to 2nd Floor | BI01010001010000000000000515BI0100001142 | 74.35 | Cum. | 3962.5 |  |  | Excess(+) | 1 | Full Conversion | INR | [40 empty] | #VALUE! | #VALUE! | #VALUE!
9.03 | For 2nd Floor to Terrace | BI01010001010000000000000515BI0100001143 | 50.34 | Cum. | 4149.9 |  |  | Excess(+) | 1 | Full Conversion | INR | [40 empty] | #VALUE! | #VALUE! | #VALUE!
9.04 | For Terrace to Mumty | BI01010001010000000000000515BI0100001144 | 13.97 | Cum. | 4365.3 |  |  | Excess(+) | 1 | Full Conversion | INR | [40 empty] | #VALUE! | #VALUE! | #VALUE!
10 | Supplying all materials, labour, T&P and providing 12mm thick cement plaster (1:6) on brickwork inclding watering, curing,scaffoding, cost, conveyance,royalities,taxes of all materials to worksite etc all complete as per specification and direction of the Engineer in charge | BI01010001010000000000000515BI0100001145 | [5 empty] | Excess(+) | 1 | Full Conversion | INR
10.01 | Ground Floor to 1st Floor | BI01010001010000000000000515BI0100001146 | 921.845 | Sqm. | 96.7 |  |  | Excess(+) | 1 | Full Conversion | INR | [40 empty] | #VALUE! | #VALUE! | #VALUE!
10.02 | For 1st Floor to 2nd Floor | BI01010001010000000000000515BI0100001147 | 1061.76 | Sqm. | 98.7 |  |  | Excess(+) | 1 | Full Conversion | INR | [40 empty] | #VALUE! | #VALUE! | #VALUE!
10.03 | For 2nd Floor to Terrace | BI01010001010000000000000515BI0100001148 | 687.75 | Sqm. | 100.8 |  |  | Excess(+) | 1 | Full Conversion | INR | [40 empty] | #VALUE! | #VALUE! | #VALUE!
10.04 | For Terrace to Mumty | BI01010001010000000000000515BI0100001149 | 124.59 | Sqm. | 102.9 |  |  | Excess(+) | 1 | Full Conversion | INR | [40 empty] | #VALUE! | #VALUE! | #VALUE!
11 | Providing 16 mm thick cement plaster with cement mortar of mix (1:6) with screened and washed sharp sand for mortar and finished smooth to the rough surface of walls in all heights after racking out joints including watering,scaffoding and curing, rounding of corners, providing grooves where ever necessary with cost, conveyance, royalties and taxes of all materials with cost of all labour,labour cess, T&P, and scaffolding required for the work etc. complete in all respect as directed by the Engineer in charge. | BI01010001010000000000000515BI0100001150 | [5 empty] | Excess(+) | 1 | Full Conversion | INR
11.01 | Ground Floor to 1st Floor | BI01010001010000000000000515BI0100001151 | 810.055 | Sqm. | 136.1 |  |  | Excess(+) | 1 | Full Conversion | INR | [40 empty] | #VALUE! | #VALUE! | #VALUE!
11.02 | For 1st Floor to 2nd Floor | BI01010001010000000000000515BI0100001152 | 559.24 | Sqm. | 139.1 |  |  | Excess(+) | 1 | Full Conversion | INR | [40 empty] | #VALUE! | #VALUE! | #VALUE!
11.03 | For 2nd Floor to 3rd Floor | BI01010001010000000000000515BI0100001153 | 360.53 | Sqm. | 142.2 |  |  | Excess(+) | 1 | Full Conversion | INR | [40 empty] | #VALUE! | #VALUE! | #VALUE!
11.04 | For 3rd Floor to Mumty | BI01010001010000000000000515BI0100001154 | 62.3 | Sqm. | 145.4 |  |  | Excess(+) | 1 | Full Conversion | INR | [40 empty] | #VALUE! | #VALUE! | #VALUE!
12 | Providing Cement washing one coat including watering,scaffoding, curing, cost all materials, labour and T&P etc complete as per requirement as directed by Engineer-in-Charge | BI01010001010000000000000515BI0100001155 | [5 empty] | Excess(+) | 1 | Full Conversion | INR
12.01 | Ground Floor to 1st Floor | BI01010001010000000000000515BI0100001156 | 2223.65 | Sqm. | 12.3 |  |  | Excess(+) | 1 | Full Conversion | INR | [40 empty] | #VALUE! | #VALUE! | #VALUE!
12.02 | For 1st Floor to 2nd Floor | BI01010001010000000000000515BI0100001157 | 2169.3 | Sqm. | 12.4 |  |  | Excess(+) | 1 | Full Conversion | INR | [40 empty] | #VALUE! | #VALUE! | #VALUE!
12.03 | For 2nd Floor to Terrace | BI01010001010000000000000515BI0100001158 | 1279.25 | Sqm. | 12.6 |  |  | Excess(+) | 1 | Full Conversion | INR | [40 empty] | #VALUE! | #VALUE! | #VALUE!
12.04 | For Terrace to Mumty | BI01010001010000000000000515BI0100001159 | 262.94 | Sqm. | 13.3 |  |  | Excess(+) | 1 | Full Conversion | INR | [40 empty] | #VALUE! | #VALUE! | #VALUE!
13 | Finishing plastered surfaces of walls with Cement based Putty & making smooth to receive painting including cost of Putty as per requirement as directed by Engineer-in-Charge | BI01010001010000000000000515BI0100001160 | [5 empty] | Excess(+) | 1 | Full Conversion | INR
13.01 | Ground Floor to 1st Floor | BI01010001010000000000000515BI0100001161 | 1301.8 | Sqm. | 55.1 |  |  | Excess(+) | 1 | Full Conversion | INR | [40 empty] | #VALUE! | #VALUE! | #VALUE!
13.02 | For 1st Floor to 2nd Floor | BI01010001010000000000000515BI0100001162 | 1107.6 | Sqm. | 55.9 |  |  | Excess(+) | 1 | Full Conversion | INR | [40 empty] | #VALUE! | #VALUE! | #VALUE!
13.03 | For 2nd Floor to Terrace | BI01010001010000000000000515BI0100001163 | 591.5 | Sqm. | 56.7 |  |  | Excess(+) | 1 | Full Conversion | INR | [40 empty] | #VALUE! | #VALUE! | #VALUE!
13.04 | For Terrace to Mumty | BI01010001010000000000000515BI0100001169 | 138.4 | Sqm. | 57.6 |  |  | Excess(+) | 1 | Full Conversion | INR | [40 empty] | #VALUE! | #VALUE! | #VALUE!
14 | Providing Two Coat enamel paint over a one coat of Priming to grills in front of window works with any approved quality of enamel paint and primer including cost of material & labour as per requirement as directed by Engineer-in-Charge | BI01010001010000000000000515BI0100001170 | [5 empty] | Excess(+) | 1 | Full Conversion | INR
14.01 | Ground Floor to 1st Floor | BI01010001010000000000000515BI0100001171 | 12.65 | Sqm. | 36.4 |  |  | Excess(+) | 1 | Full Conversion | INR | [40 empty] | #VALUE! | #VALUE! | #VALUE!
14.02 | For 1st Floor to 2nd Floor | BI01010001010000000000000515BI0100001172 | 16.03 | Sqm. | 37.2 |  |  | Excess(+) | 1 | Full Conversion | INR | [40 empty] | #VALUE! | #VALUE! | #VALUE!
14.03 | For 2nd Floor to Terrace | BI01010001010000000000000515BI0100001173 | 8.06 | Sqm. | 38.1 |  |  | Excess(+) | 1 | Full Conversion | INR | [40 empty] | #VALUE! | #VALUE! | #VALUE!
14.04 | For Terrace to Mumty | BI01010001010000000000000515BI0100001174 | 1.35 | Sqm. | 39.1 |  |  | Excess(+) | 1 | Full Conversion | INR | [40 empty] | #VALUE! | #VALUE! | #VALUE!
15 | Providing Wall painting two coats with 100% Acrylic emulsion paint (1st quality) exterior grade of approved make & shade manufactured by reputed manufacturer like NEROLAC / ASIAN / BERGER / DULOX or equivalent to make an even finished surface over a coat of primer with water bond cement primer in all heights with all scaffolding and staging charges including cost, conveyance, taxes of all materials, cost of all labours, T & P, sundries etc. as required for the work complete as per the direction of Engineer-in-Charge. | BI01010001010000000000000515BI0100001175 | [5 empty] | Excess(+) | 1 | Full Conversion | INR
15.01 | Ground Floor to 1st Floor | BI01010001010000000000000515BI0100001176 | 921.845 | Sqm. | 102.3118 |  |  | Excess(+) | 1 | Full Conversion | INR | [40 empty] | #VALUE! | #VALUE! | #VALUE!
15.02 | For 1st Floor to 2nd Floor | BI01010001010000000000000515BI0100001177 | 1061.76 | Sqm. | 104.1 |  |  | Excess(+) | 1 | Full Conversion | INR | [40 empty] | #VALUE! | #VALUE! | #VALUE!
15.03 | For 2nd Floor to 3rd Floor | BI01010001010000000000000515BI0100001178 | 687.75 | Sqm. | 106 |  |  | Excess(+) | 1 | Full Conversion | INR | [40 empty] | #VALUE! | #VALUE! | #VALUE!
15.04 | For 3rd Floor to Mumty | BI01010001010000000000000515BI0100001179 | 124.59 | Sqm. | 107.9 |  |  | Excess(+) | 1 | Full Conversion | INR | [40 empty] | #VALUE! | #VALUE! | #VALUE!
16 | Providing two coat of plastic enamel paint with one coat of primer to wall with approved shade on new work to give an even shade including cost of plastic enamel paint and prime including cost of all materials, labour, conveyance, T&P etc complete as per the direction of Engineer-in-Charge. | BI01010001010000000000000515BI0100001180 | [5 empty] | Excess(+) | 1 | Full Conversion | INR
16.01 | Ground Floor to 1st Floor | BI01010001010000000000000515BI0100001181 | 1301.8 | Sqm. | 106.5 |  |  | Excess(+) | 1 | Full Conversion | INR | [40 empty] | #VALUE! | #VALUE! | #VALUE!
16.02 | For 1st Floor to 2nd Floor | BI01010001010000000000000515BI0100001182 | 1107.6 | Sqm. | 108.4 |  |  | Excess(+) | 1 | Full Conversion | INR | [40 empty] | #VALUE! | #VALUE! | #VALUE!
16.03 | For 2nd Floor to 3rd Floor | BI01010001010000000000000515BI0100001183 | 591.5 | Sqm. | 110.2 |  |  | Excess(+) | 1 | Full Conversion | INR | [40 empty] | #VALUE! | #VALUE! | #VALUE!
16.04 | For 3rd Floor to Mumty | BI01010001010000000000000515BI0100001184 | 138.4 | Sqm. | 112.1 |  |  | Excess(+) | 1 | Full Conversion | INR | [40 empty] | #VALUE! | #VALUE! | #VALUE!
17 | Providing 2.5cm artificial stone flooring with cement concrete (1:2:4) including punning using 12mm size crusher broken granite chips. With all material cost, conveyance, T&P etc complete as per the direction of Engineer-in-Charge. | BI01010001010000000000000515BI0100001185 | [5 empty] | Excess(+) | 1 | Full Conversion | INR
17.01 | Ground Floor | BI01010001010000000000000515BI0100001189 | 57.46 | Sqm. | 201 |  |  | Excess(+) | 1 | Full Conversion | INR | [40 empty] | #VALUE! | #VALUE! | #VALUE!
18 | Providing 2.5cm thick Grading Concrete over roof slab with cement concrete (1:2:2) using 6mm size black hard granite crusher broken chips and screened & washed sharp sand for mortar and finished smooth to the rough surface of slab including watering and curing with cost, conveyance, royalties and taxes of all materials with cost of all labour, labour cess and T&P required for the work etc. complete in all respect as directed by the Engineer in charge.(Over 5th floor) | BI01010001010000000000000515BI0100001190 | [5 empty] | Excess(+) | 1 | Full Conversion | INR
18.01 | For Roof slab | BI01010001010000000000000515BI0100001191 | 279.11 | Sqm. | 233.6 |  |  | Excess(+) | 1 | Full Conversion | INR | [40 empty] | #VALUE! | #VALUE! | #VALUE!
19 | Providing, fitting and fixing Kota of thickness 25 mm tiles in all floors and steps and landing including cost of all materials, labour & T&P etc complete on 25mm thick bed of cement morter 1:1 as directed by Engineer-in-Charge. | BI01010001010000000000000515BI0100001192 | [5 empty] | Excess(+) | 1 | Full Conversion | INR
19.01 | Ground Floor to 1st Floor | BI01010001010000000000000515BI0100001196 | 50 | Sqm. | 962.43 |  |  | Excess(+) | 1 | Full Conversion | INR | [40 empty] | #VALUE! | #VALUE! | #VALUE!
20 | Providing 6 mm thick cement plaster with cement mortar of mix (1:4) with screened and washed sharp sand for mortar and finished smooth to the ceiling in all heights including watering, curing and scaffloding rounding of corners, providing grooves where ever necessary with cost, conveyance, royalties and taxes of all materials with cost of all labour,labour cess, T&P, and scaffolding required for the work etc. complete in all respect as directed by the Engineer in charge. | BI01010001010000000000000515BI0100001197 | [5 empty] | Excess(+) | 1 | Full Conversion | INR
20.01 | Ground Floor to 1st Floor | BI01010001010000000000000515BI0100001198 | 491.74 | Sqm. | 106.962 |  |  | Excess(+) | 1 | Full Conversion | INR | [40 empty] | #VALUE! | #VALUE! | #VALUE!
20.02 | For 1st Floor to 2nd Floor | BI01010001010000000000000515BI0100001199 | 548.3 | Sqm. | 109.3 |  |  | Excess(+) | 1 | Full Conversion | INR | [40 empty] | #VALUE! | #VALUE! | #VALUE!
20.03 | For 2nd Floor to 3rd Floor | BI01010001010000000000000515BI0100001200 | 230.97 | Sqm. | 111.7 |  |  | Excess(+) | 1 | Full Conversion | INR | [40 empty] | #VALUE! | #VALUE! | #VALUE!
20.04 | For 3rd Floor to Mumty | BI01010001010000000000000515BI0100001202 | 76.05 | Sqm. | 114.2 |  |  | Excess(+) | 1 | Full Conversion | INR | [40 empty] | #VALUE! | #VALUE! | #VALUE!
21 | Supply, Fitting and fixing of ceramic tiles of approved make conforming to IS: 13755 laid on 20mm thick cement mortar (1:4) (1 cement :4 Course sand) and filling joints with white cement of approved quality including cost, conveyance, taxes, cost of all labour etc., complete. | BI01010001010000000000000515BI0100001203 | [5 empty] | Excess(+) | 1 | Full Conversion | INR
21.01 | Ground Floor | BI01010001010000000000000515BI0100001204 | 95.47 | Sqm. | 705.29 |  |  | Excess(+) | 1 | Full Conversion | INR | [40 empty] | #VALUE! | #VALUE! | #VALUE!
21.02 | For 1st Floor |  | 85.05 | Sqm. | 705.29 |  |  | Excess(+) | 1 | Full Conversion | INR | [40 empty] | #VALUE! | #VALUE! | #VALUE!
21.03 | For 2nd Floor |  | 48.05 | Sqm. | 705.29 |  |  | Excess(+) | 1 | Full Conversion | INR | [40 empty] | #VALUE! | #VALUE! | #VALUE!
22 | Supply, Fitting and fixing of vertified tiles (Size 600mm X 600mm) (Border Wall Tile - (Make -Johnson / Khajaria/Somali) of approved make laid on 20mm thick cement mortar (1:4) (1 cement :4 Course sand) and filling joints with white cement of approved quality including cost, conveyance, taxes, cost of all labour etc., complete. | [6 empty] | Excess(+) | 1 | Full Conversion | INR
22.01 | Ground Floor |  | 445.4 | Sqm. | 987.9 |  |  | Excess(+) | 1 | Full Conversion | INR | [40 empty] | #VALUE! | #VALUE! | #VALUE!
22.02 | For 1st Floor |  | 512.76 | Sqm. | 993.7 |  |  | Excess(+) | 1 | Full Conversion | INR | [40 empty] | #VALUE! | #VALUE! | #VALUE!
22.03 | For 2nd Floor |  | 287.45 | Sqm. | 994 |  |  | Excess(+) | 1 | Full Conversion | INR | [40 empty] | #VALUE! | #VALUE! | #VALUE!
22.04 | For Mumty |  | 46.13 | Sqm. | 994.2 |  |  | Excess(+) | 1 | Full Conversion | INR | [40 empty] | #VALUE! | #VALUE! | #VALUE!
23 | Fixing granite tiles of above 0.4 Sqm of 20 mm thick in treads and raise of steps in stair case and dado side of the steps of thickness 150 mm over a 25mm thick bed of cement mortar 1:1 (1 cement : 1 sand) jointed with neat cement slurry mixed with pigment to match the shades on the tiles etc., complete. | [6 empty] | Excess(+) | 1 | Full Conversion | INR
23.01 | Ground Floor |  | 14.24 | Sqm. | 2741.79 |  |  | Excess(+) | 1 | Full Conversion | INR | [40 empty] | #VALUE! | #VALUE! | #VALUE!
23.02 | For 1st Floor |  | 14.24 | Sqm. | 2747.57 |  |  | Excess(+) | 1 | Full Conversion | INR | [40 empty] | #VALUE! | #VALUE! | #VALUE!
23.03 | For 2nd Floor | BI01010001010000000000000515BI0100001205 | 14.24 | Sqm. | 2753.4 |  |  | Excess(+) | 1 | Full Conversion | INR | [40 empty] | #VALUE! | #VALUE! | #VALUE!
24 | Providing fitting, fixing of Al. door with OEL anodized Al. door section of 9202 as vertical member, 9201 as top member and 9200 as bottom and middle member and 6mm plain glass in top portion with 9mm thick pre-laminated board in bottom portion fixed on door frame by means of tapered clip No. 4660 and the frame to be completed by means of jointing angle No. 1855 including all cost of labour, T&P, hire charges of drilling machine, labour charges etc.complete. | [6 empty] | Excess(+) | 1 | Full Conversion | INR
24.01 | Ground Floor |  | 12.3 | Sqm. | 4337.6 |  |  | Excess(+) | 1 | Full Conversion | INR | [40 empty] | #VALUE! | #VALUE! | #VALUE!
24.02 | For 1st Floor |  | 8.49 | Sqm. | 4337.6 |  |  | Excess(+) | 1 | Full Conversion | INR | [40 empty] | #VALUE! | #VALUE! | #VALUE!
24.03 | For 2nd Floor |  | 6.9 | Sqm. | 4337.6 |  |  | Excess(+) | 1 | Full Conversion | INR | [40 empty] | #VALUE! | #VALUE! | #VALUE!
24.04 | For Terrace |  | 1.8 | Sqm. | 4337.6 |  |  | Excess(+) | 1 | Full Conversion | INR | [40 empty] | #VALUE! | #VALUE! | #VALUE!
25 | Supplying, fitting & fixing in all floors in front of aluminim Windows of M.S. grills with top and bottom rails as per approved drawing and design with cost of all materials & labour, taxes, labour cess, T&P, sundries etc. complete in all respect as per specification & approved drawing/ as per direction of Engineer-in-Charge. | BI01010001010000000000000515BI0100001206 | 1024.35 | Kg | 71.6 |  |  | Excess(+) | 1 | Full Conversion | INR | [40 empty] | #VALUE! | #VALUE! | #VALUE!
26 | Providing fitting and fixing up fixed window -6 (as per plan of this building) by using OEL aluminum anodized section No.9210 and 9207 as single groove and double groove respectively as horizontal and vertical member and OEL section 4660 as Tapered clip for fixing up 5mm thick Acrylic sheet and jointing angle No. 1855 etc. | [6 empty] | Excess(+) | 1 | Full Conversion | INR
26.01 | Ground Floor |  | 2.16 | Sqm. | 4745.2 |  |  | Excess(+) | 1 | Full Conversion | INR | [40 empty] | #VALUE! | #VALUE! | #VALUE!
26.02 | For 1st Floor |  | 2.16 | Sqm. | 4745.2 |  |  | Excess(+) | 1 | Full Conversion | INR | [40 empty] | #VALUE! | #VALUE! | #VALUE!
26.03 | For 2nd Floor |  | 2.16 | Sqm. | 4745.2 |  |  | Excess(+) | 1 | Full Conversion | INR | [40 empty] | #VALUE! | #VALUE! | #VALUE!
27 | Providing fitting, fixing of Al. window with OEL anodized Al. door section of 9202 as vertical member, 9201 as top member and 9200 as bottom and middle member and 6mm plain glass in top portion with 9mm thick pre-laminated board in bottom portion fixed on door frame by means of tapered clip No. 4660 and the frame to be completed by means of jointing angle No. 1855 including all cost of labour, T&P, hire charges of drilling machine, labour charges etc.complete.
27.01 | For Ground Floor |  | 10.49 | Sqm. | 4494.3 |  |  | Excess(+) | 1 | Full Conversion | INR | [40 empty] | #VALUE! | #VALUE! | #VALUE!
27.02 | For 1st Floor |  | 13.865 | Sqm. | 4494.3 |  |  | Excess(+) | 1 | Full Conversion | INR | [40 empty] | #VALUE! | #VALUE! | #VALUE!
27.03 | For 2nd Floor | BI01010001010000000000000515BI0100001211 | 7.25 | Sqm. | 4494.3 |  |  | Excess(+) | 1 | Full Conversion | INR | [40 empty] | #VALUE! | #VALUE! | #VALUE!
28 | Construction of granular sub-base providing close coarse grade granular sub-base material as per table -100-1, spreading in uniform layers with motor grader not exceeding 225mm thick on prepared surface, mixing by mix in place method with rotavator at OMC, and compacting with vibratory roller to achieve the desired density complete as per clause 401 of MOSRT&H pecifications for Road & Bridges work (Latest Revision) and as per direction of Engineer-in-Charge | BI01010001010000000000000515BI0100001212 | 21.22 | Cum | 1610 |  |  | Excess(+) | 1 | Full Conversion | INR | [40 empty] | #VALUE! | #VALUE! | #VALUE!
29 | Providing and laying factory made chamfered edge Cement Concrete paver blocks of required strength, thickness & size/shape, made by table vibratory method , to attain superior smooth finish using PU or equivalent moulds, laid in required Grey colour & pattern over 50mm thick compacted bed of coarse sand, compacting and proper embedding / laying of inter locking paver blocks into the sand bedding layer through vibratory compaction by using plate vibrator, filling the joints with jamuna sand and cutting of paver blocks as per required size and pattern, finishing and sweeping extra sand in footpath, parks, lawns, drive ways or light traffic parking etc. all complete as per manufacturer’s specifications & direction of Engineer -in-Charge: | BI01010001010000000000000515BI0100001214 | 96.1 | Sqm | 776.8 |  |  | Excess(+) | 1 | Full Conversion | INR | [40 empty] | #VALUE! | #VALUE! | #VALUE!
30 | Supplying, fitting and fixing of Stainless Steel of 304 grade in hand railing using 50mm dia of 2mm thick circular pipe with Balustrade of size 32mm x 32mm x2 mm @ 0.90 mtr. c/c and stainless square pipe bracing of size 32mm x 32mm x 2mm in 3 rows in stair case as per approved design and specification, buffing, polishing etc with cost, conveyance , taxes of all materials, labour, T & P etc.required for the work complete as directed by the Enginee-in-Charge | BI01010001010000000000000515BI0100001216 | 85 | Kgs | 323.7 |  |  | Excess(+) | 1 | Full Conversion | INR | [40 empty] | #VALUE! | #VALUE! | #VALUE!
31 | Supplying, fitting and fixing in position 10cm. Dia P.V.C rain water down pipes of approved quality and length on roof slab in all floors at all heights with necessary bends, shoes, head etc., including cost, conveyance and taxes of all materials, cost of all labour, sundries and T&P etc., required for the work complete as directed by the Enginee-in-Charge |  | 280 | Rmts. | 132.1 |  |  | Excess(+) | 1 | Full Conversion | INR | [40 empty] | #VALUE! | #VALUE! | #VALUE!
32 | Rubber flooring Before commencing the floor shall be wiped clean and allowed to dry completely. Layout shall be marked with guidelines and a mock-up for trial prepared, without using adhesive. Adhesive shall be applied to the underside of rubber sheet and sub-floor using a notched trowel. Adhesive shall require half an hour for setting so that it is slightly tacky to the touch. Sheets and tiles shall be laid side by side with a minimum gap in between. No air pockets shall remain in between sheet and sub-base. After laying, sheets shall be tapped lightly with a suitable instrument to develop proper bonding. All surplus adhesive forced up on the surface shall be removed within 24 hours. The floor shall be cleaned with warm soap solution and not put into service within 24 hours of its laying. |  | 40 | Sqm | 3078 |  |  | Excess(+) | 1 | Full Conversion | INR | [40 empty] | #VALUE! | #VALUE! | #VALUE!
33 | Tree Grates: Design, supply and laying of rectangular kerbstones as per design for tree grates with dimensions as shown in drawings or as approved by engineer-incharge in M-20 grade conrete on PCC bed of M-10 grade 150mm thick, having 50mm projection beyond kerb stone, kerb stone laid with kerb laying machine, foundation concrete laid manually, all completed as per clause No. 408 of MORT&H specifications for Road & Bridge works (Latest Revision) and as per direction and approval of the Engineer-in-Charge. Providing and laying of perforated landscape pavers of approved design and make within the tree grate area laid on filled and compacted good quality earth and FYM mix, including supply of necessary labor and equipment, carting, loading, storage as per approval of engineer-incharge |  | 9 | Nos. | 10782.5 |  |  | Excess(+) | 1 | Full Conversion | INR | [40 empty] | #VALUE! | #VALUE! | #VALUE!
34 | Tree: Supply and stacking well developed tree sapllings of approved mix of species as per direction of the officer-in-charge |  | 9 | Nos. | 10782.5 |  |  | Excess(+) | 1 | Full Conversion | INR | [40 empty] | #VALUE! | #VALUE! | #VALUE!
35 | Tree Transplanting: Transplanting identified existing trees, in 300mm pot or polybag, disease free and Development of Trees including digging of pits, pre-treating pits with anti-termite insecticide, spreading excavated earth around pits, filling good quality soil and FYM mix, and planting each plant including supply of necessary labor and equipment and supply, carting, loading and storage of good quality soil, fertilizer, termite treatment chemical, weedicide, insecticide, FYM, etc. stacking of debris and casting up to any lead and lift as specified including the cost of the plant (Pit size 1500 x 1500 x 1500mm) as approved by engineer incharge | BI01010001010000000000000515BI0100001218 | 7 | Nos. | 7500 |  |  | Excess(+) | 1 | Full Conversion | INR | [40 empty] | #VALUE! | #VALUE! | #VALUE!
36 | ELECTRICAL WORKS | BI01010001010000000000000515BI0100001399 | [5 empty] | Excess(+) | 1 | Full Conversion | INR
37 | (LT PANELS) | BI01010001010000000000000515BI0100001400 | [5 empty] | Excess(+) | 1 | Full Conversion | INR
37.01 | The outgoing feeders as indicated in SLD shall have suitable range of followings (except capacitor feeders). | BI01010001010000000000000515BI0100001401 | [5 empty] | Excess(+) | 1 | Full Conversion | INR
37.02 | ALL Digital electronic MFM cum KWH meter sahll be provided with RS 485 port/RJ-45 communication port compatible for third party communication & Three phase indicating lamps protected by 2 amps SP MCBs. | BI01010001010000000000000515BI0100001402 | [5 empty] | Excess(+) | 1 | Full Conversion | INR
37.03 | All MCCB's shall be suitable for minimum 25 kA,unless otherwise specified ( Icu=Ics for 1 sec.) | BI01010001010000000000000515BI0100001403 | [5 empty] | Excess(+) | 1 | Full Conversion | INR
37.04 | 415/110V suitable rating control transformer and shall be provided for aux. control supply. | BI01010001010000000000000515BI0100001405 | [5 empty] | Excess(+) | 1 | Full Conversion | INR
37.05 | Wiring with space heater, thermostat and control MCB's shall be provided for all vertical sections of main LT panel. | BI01010001010000000000000515BI0100001407 | [5 empty] | Excess(+) | 1 | Full Conversion | INR
37.06 | All breakers shall be electrically interlocked as per schematic diagram through Amf operation control. | BI01010001010000000000000515BI0100001409 | [5 empty] | Excess(+) | 1 | Full Conversion | INR
37.07 | All incoming as well as outgoing feeders shall have pad locking facility. | BI01010001010000000000000515BI0100001411 | [5 empty] | Excess(+) | 1 | Full Conversion | INR
37.08 | Suitable danger board shall be provided. | BI01010001010000000000000515BI0100001414 | [5 empty] | Excess(+) | 1 | Full Conversion | INR
37.09 | All MCCB’s shall be provided with front rotary handle and operating mechanism for door interlock with Pad locking of MCCB’s handles in “OFF” Position. | BI01010001010000000000000515BI0100001415 | [5 empty] | Excess(+) | 1 | Full Conversion | INR
37.1 | All hinged door shall be earthed through 2.5 sq mm tinned braided copper wire. | BI01010001010000000000000515BI0100001416 | [5 empty] | Excess(+) | 1 | Full Conversion | INR
37.11 | Panels shall be Powder Coated with Siemens gray paint shade no. RAL-7032 of IS-5. | BI01010001010000000000000515BI0100001417 | [5 empty] | Excess(+) | 1 | Full Conversion | INR
37.12 | Minimum Degree of protection for following type of distribution panel enclosure shall be as per IS:60439 | BI01010001010000000000000515BI0100001418 | [5 empty] | Excess(+) | 1 | Full Conversion | INR
37.13 | All motor feeders MCCBs shall be of motor duty. | BI01010001010000000000000515BI0100001425 | [5 empty] | Excess(+) | 1 | Full Conversion | INR
37.14 | Supporting/Base rigid steel framework. | [6 empty] | Excess(+) | 1 | Full Conversion | INR
37.15 | TPN MCCB’s shall mean 3 pole MCCB’s with adequate size of neutral link. | [6 empty] | Excess(+) | 1 | Full Conversion | INR
37.16 | Final rating & various parameter, in addition to the specified above shall be selected on the bases of ambient conditions at site, site specific requirements, standards specified in the tender, requirement for the NOC from various statutory authorities, SEB guidelines & as per detail designed stage calculations. | [6 empty] | Excess(+) | 1 | Full Conversion | INR
37.17 | All panel/panel rooms shall be equipped with automatic fire suppression system as specified in the tender specifications & other statutory requirements. | [6 empty] | Excess(+) | 1 | Full Conversion | INR
37.18 | Design, fabrication, assembly, wiring and supply of front operated dead front cubicle type compartmentalised as per Form 3B, free standing, dust and vermin proof (IP 54 ingress protection) main switchboards conforming to IS/IEC-60439 suitable for use at 415 volts, 3 phase 4 wire 50 Hertz system suitable for a symmetrical fault level of 25 kA at 415 volts, fabricated from 2.0 mm outer thick CRCA MS sheets with hinged, gasketted (metal based neoprene) and lockable doors having structural reinforcement with suitable angle/channel/T/flat sections including 2.5 mm thick gland plates on top and bottom and including lifting hooks and including earth strip of required size with 2 nos. earthing terminals and including powder coated paint finish of approved shade over metal surface cleaned and treated with nine tank process complete with interconnections etc. as per specifications, as required and as below. The incoming and outgoing feeders shall be accommodated in a modular arrangement, detachable gland plates, adequate size cable alley, Sign writing, Painting, Earthing, Numbering, Danger plate, including PVC insulated copper FRLS wires of minimum 1.5sq.mm & 2.5sq.mm for CT's etc. complete as required as per specifications and drawing attached. A fairly uniform coating of 70 or better microns shall be provided. | [6 empty] | Excess(+) | 1 | Full Conversion | INR
37.19 | (Note:The contractor may select the next higher fault rating of MCCB if it is not readily available ,without any extra cost .) | [6 empty] | Excess(+) | 1 | Full Conversion | INR
37.2 | Each Panel Shall be equipped with Automatic fire suppression system, fire trace tube pressurized with required cylinders including conrol panel,actuator & coordination with Fire alarm system etc, suitable for the panel size accordance with specifications, NEC-2011,NBC ammended up to date. | [6 empty] | Excess(+) | 1 | Full Conversion | INR
37.21 | Main LT cum AMF Panel | [6 empty] | Excess(+) | 1 | Full Conversion | INR
37.22 | INCOMER FROM CSS | [6 empty] | Excess(+) | 1 | Full Conversion | INR
37.23 | 1 No. 200A 4P MCCB (25 KA) icu=ics with micro processor based release having earth fault protection and as per specifications & IS/IEC-60947 complete as required.(suitable interconnections, 250A 4P heavy duty contactor for electrical inter-locking to be done,such that one incomer operates at time) | [6 empty] | Excess(+) | 1 | Full Conversion | INR
37.24 | Dual core calibrated digital Multifuctional meter of class 1.0 to record demand (KVA), energy (KWH & KVAH), power factor, current (in each phase and the neutral), volatge (between phases and between each phase and neutral),and 1 set of dual core CT of 200 /5 A Class 1.0 accuracy and 15 VA burden . | [6 empty] | Excess(+) | 1 | Full Conversion | INR
37.25 | Microprocessor release/s based Under voltage with definite time ,Trip ckt. supervision, Master trip relays along with dual core CT of current transformers of 200/5A ratio, 10 VA class-5P10 protection - 1 set. | [6 empty] | Excess(+) | 1 | Full Conversion | INR
37.26 | 1 Set of APFCR with 1 set of dual core CT of 200 /5 A Class 1.0 . | [6 empty] | Excess(+) | 1 | Full Conversion | INR
37.27 | Independent /electrical/manual spring closing mechanism - 1 No. | [6 empty] | Excess(+) | 1 | Full Conversion | INR
37.28 | NO/NC contacts for remote opening & closing etc. as per system requirement | [6 empty] | Excess(+) | 1 | Full Conversion | INR
37.29 | Terminals to receive 3.5C 150sq.mm Cable suitable & complete required as per site | [6 empty] | Excess(+) | 1 | Full Conversion | INR
37.3 | Class – B transient voltage surge suppression devices suitable for 3 phases as per specification. | [6 empty] | Excess(+) | 1 | Full Conversion | INR
37.31 | INCOMER FROM DG Set | [6 empty] | Excess(+) | 1 | Full Conversion | INR
37.32 | 1 No. 160A 4P MCCB (25 KA) icu=ics with micro processor based release having earth fault protection and as per specifications & IS/IEC-60947 complete as required.(suitable interconnections, 200A 4P heavy duty contactor for electrical inter-locking of Auto start,Auto stop of DG set to be done with such arrangement that one incomer operates at time in all possible combination) | [6 empty] | Excess(+) | 1 | Full Conversion | INR
37.33 | Dual core calibrated digital Multifuctional meter of class 1.0 to record demand (KVA), energy (KWH & KVAH), power factor, current (in each phase and the neutral), volatge (between phases and between each phase and neutral),and 1 set of dual core CT of 160 /5 A Class 1.0 accuracy and 15 VA burden . | [6 empty] | Excess(+) | 1 | Full Conversion | INR
37.34 | Microprocessor release/s based Under voltage with definite time ,Trip ckt. supervision, Master trip relays along with dual core CT of current transformers of 160/5A ratio, 10 VA class-5P10 protection - 1 set. | [6 empty] | Excess(+) | 1 | Full Conversion | INR
37.35 | 1 Set of RPR with 1 set of dual core CT of 160 /5 A Class 1.0 . | [6 empty] | Excess(+) | 1 | Full Conversion | INR
37.36 | Independent /electrical/manual spring closing mechanism - 1 No. | [6 empty] | Excess(+) | 1 | Full Conversion | INR
37.37 | NO/NC contacts for remote opening & closing etc. as per system requirement | [6 empty] | Excess(+) | 1 | Full Conversion | INR
37.38 | Terminals to receive 3.5C 120 sq.mm Cable suitable & complete required as per site | [6 empty] | Excess(+) | 1 | Full Conversion | INR
37.39 | Class – B transient voltage surge suppression devices suitable for 3 phases as per specification. | [6 empty] | Excess(+) | 1 | Full Conversion | INR
37.4 | BUS BAR | [6 empty] | Excess(+) | 1 | Full Conversion | INR
37.41 | 1 no Sections of Electrolytic high conductivity Aluminium extensible three phase and neutral busbars rated at 250 amps & 100A ,insulated with heat shrinkable coloured PVC sleeves & clip on shrouds for joints having a maximum current density as per indian standards suitable to with stand symmetrical fault level of 25 kA at 433 volts.The neutral busbar is to be of full capacity. | [6 empty] | Excess(+) | 1 | Full Conversion | INR
37.42 | BUS COUPLER | [6 empty] | Excess(+) | 1 | Full Conversion | INR
37.43 | 1 No. 100 A 4P 25kA heavy duty contactor with suitable electrical interlocking, wiring & interconnections complete in all respects as mentioned in specifications and as required. | [6 empty] | Excess(+) | 1 | Full Conversion | INR
37.44 | OUTGOINGS type-1 | [6 empty] | Excess(+) | 1 | Full Conversion | INR
37.45 | Following Outgoings with thermal magnetic based with KWH Meter & required CT's,indications, operating handle with door interlock required as per site and acessories as specified in notes,specifications and anywhere else in the tender. (Ics=Icu=16kA) for each. | [6 empty] | Excess(+) | 1 | Full Conversion | INR
37.46 | 32 A TPN MCCB includind DOL starter arrangement complet with contactors , SPPR, Relays ,CT's indications etc. suitable for 2 HP Water supply pump (2 Nos.) | [6 empty] | Excess(+) | 1 | Full Conversion | INR
37.47 | 63A 4P MCCB-2 Nos.(VRV units) | [6 empty] | Excess(+) | 1 | Full Conversion | INR
37.48 | 32A TPN MCCB-1 Nos.(Lift) | [6 empty] | Excess(+) | 1 | Full Conversion | INR
37.49 | OUTGOINGS type-2 | [6 empty] | Excess(+) | 1 | Full Conversion | INR
37.5 | Following Outgoings with thermal magnetic based having operating handle with door interlock required, necessary CT's indications as per site and acessories as specified in notes,specifications and anywhere else in the tender. (Ics=Icu=16kA) for each. | [6 empty] | Excess(+) | 1 | Full Conversion | INR
37.51 | 1 No.100A TP MCCB Cap.Bank | [6 empty] | Excess(+) | 1 | Full Conversion | INR
37.52 | 1 No. 160A TPN MCCB FFP including suitable electrical interlocking with LPDB's (2nos.) such that only one operates at a time in case of emergency (DG) supply. | [6 empty] | Excess(+) | 1 | Full Conversion | INR
37.53 | 1 No. 160A TPN MCCB (Spare) | [6 empty] | Excess(+) | 1 | Full Conversion | INR
37.54 | 10 Nos.32/40/63A TPN MCCB (For DB's) | [6 empty] | Excess(+) | 1 | Full Conversion | INR
37.55 | 1 No. 6 steps (required for the follwoing) Microprocessor APFC controller/Relay shall continuously monitor all three phases and LCD displays for various Electrical Parameters like voltage, input current, capacitive current, KVA demand,KW, Power Factor. Controller should be mounted on the front side of the panel. Bank with 45 KVAR capacity having 3 phase MPP based heavy duty dieelectric low loss as per ECBC/IS 7752 guidelines or 0.5w/kVAR ISI marked power capacitor (5x2+ 1x5 (fixed) +3x10 ) and provided with capacitor duty contactor based switching to supress switching of inrush current .Suitable rating Al. PVC insulated bus bar & interconnections shall be included. The panel shall be complete with minimum 7% detuned reactors (only filters)for harmonics control. | [6 empty] | Excess(+) | 1 | Full Conversion | INR
37.56 | 3 Nos. 10 KVAR capacitor Bank each with 7% harmonic filter with capacitor duty 32A TP contactor to carry expected current continuosly. | [6 empty] | Excess(+) | 1 | Full Conversion | INR
37.57 | 3 No.of 25A TP MCCB (16 KA) | [6 empty] | Excess(+) | 1 | Full Conversion | INR
37.58 | 2 Nos. 5 KVAR capacitor Bank each with 7% harmonic filter with capacitor duty 32A TP contactor to carry expected current continuosly. | [6 empty] | Excess(+) | 1 | Full Conversion | INR
37.59 | 2 No.of 25A TP MCCB (16 KA) | [6 empty] | Excess(+) | 1 | Full Conversion | INR
37.6 | 1 Nos. 5 KVAR (fixed) capacitor Bank each with 7% harmonic filter with capacitor duty 32A TP contactor to carry expected current continuosly. | [6 empty] | Excess(+) | 1 | Full Conversion | INR
37.61 | (i) All the capacitors shall be suitable for 480 V rating | [6 empty] | Excess(+) | 1 | Full Conversion | INR
37.62 | (ii) Necessary control and firing card with proper wiring and lugs of the required rating to be provided. | [6 empty] | Excess(+) | 1 | Full Conversion | INR
37.63 | (iii) Heavy duty exhaust fans to be provided. | [6 empty] | Excess(+) | 1 | Full Conversion | INR
37.64 | (iv) LED indication for number of capacitor banks ‘ON & Power Factor lagging or leading. | [6 empty] | Excess(+) | 1 | Full Conversion | INR
37.65 | (v) The APFC shall be protected from following | [6 empty] | Excess(+) | 1 | Full Conversion | INR
37.66 | * over-voltage & voltage unbalance * Total Harmonic Distortion | [6 empty] | Excess(+) | 1 | Full Conversion | INR
37.67 | * Over temperature-system should be in standby mode and automatically restart after above condition restored. | [6 empty] | Excess(+) | 1 | Full Conversion | INR
37.68 | Necessary interlocking for auto start/auto stop AMF control such that 1 Nos. T/F incomer, 1 No Bus couplers,1 Nos DG incomers, shall be successfully operational in all possible combinations. | [6 empty] | Excess(+) | 1 | Full Conversion | INR
37.69 | The Switchboard shall be complete with all interconnections, risers, internal wiring, labels, control/circuit fuses etc. complete as required. | [6 empty] | Excess(+) | 1 | Full Conversion | INR
37.7 | Battrey/Battrey charger | [6 empty] | Excess(+) | 1 | Full Conversion | INR
37.71 | Supplying, installing, testing and commissioning of 230 V, Single Phase, 50 HZ, AC operated suitable capacity (capacity to be decided after selecting the Makes of Material for switchgears) AH battery with Battery Charger for DC supply of following rating with Boost and trickle charging facility and protection from over charging a DC DB with required numbers of outgoing DP MCB's plus 2 Nos. of 16 Amp. DP MCB's as spare feeders complete as required and as per specifications. | [6 empty] | Excess(+) | 1 | Full Conversion | INR
37.72 | Supply, Receiving, Installation, testing & Commissioning for the above Panel for AMF Cum Main LT Panel described above |  | 1 | Set | 990000 |  |  | Excess(+) | 1 | Full Conversion | INR | [40 empty] | #VALUE! | #VALUE! | #VALUE!
38 | FRONT OPERATED SUB DISTRIBUTION PANEL | [6 empty] | Excess(+) | 1 | Full Conversion | INR
38.01 | Design, manufacture, supplying fixing in position of the following front operated cubicle type,compartmentalised with front access, dead back, 2mm thick steel enclosed free standing, dust and vermin proof, switchboard with IP43 protection with hinged and lockable doors complete with interconnections, tinned copper crimping lugs, bonding to earth and painting, suitable for use at 415 volts, 3 phase 4 wire 50 Hertz system, and suitable for a fault level of 35 kA symmetrical at 415 volts. | [6 empty] | Excess(+) | 1 | Full Conversion | INR
38.02 | The panel shall be as per sepcifications & tested, in accordance with IS/IEC 60439 PTTA assembley ammended till date | [6 empty] | Excess(+) | 1 | Full Conversion | INR
38.03 | All switchboards shall be modular type and have provision for entry of cables from the top /bottom as required per site. | [6 empty] | Excess(+) | 1 | Full Conversion | INR
38.04 | The cost shall include providing and fixing of 100/75 x 50 x 6 mm channels for switchboard support. | [6 empty] | Excess(+) | 1 | Full Conversion | INR
38.05 | All live accessible parts shall be shrouded and all equipment shall be finger touch proof. The Busbars insulation shall be with heat shrinkable sleeves. SMC/DMC shrouds and busbar supports shall be used. | [6 empty] | Excess(+) | 1 | Full Conversion | INR
38.06 | All MCCB shall have phase barriers, rotary handles and extension terminal as required . | [6 empty] | Excess(+) | 1 | Full Conversion | INR
38.07 | All bus bars shall be insulated with heat shrinkable coloured PVC sleeves with suitable current density stated as per specifications/standards & statutory codal/guidelines . | [6 empty] | Excess(+) | 1 | Full Conversion | INR
38.08 | All MCB's shall be operatable after opening the lockable door only | [6 empty] | Excess(+) | 1 | Full Conversion | INR
38.09 | (UPS Panel ) | [6 empty] | Excess(+) | 1 | Full Conversion | INR
38.1 | INCOMER | [6 empty] | Excess(+) | 1 | Full Conversion | INR
38.11 | 2No.40A 4P MCCB (16 KA) icu=ics with thermal magnetc based having earth fault protection and as per specifications & IS/IEC-60947 complete as required.( with suitable coordination & interconnecting for kit of 2 nos. UPS parallel working in hot redundacy /stand by mode,which is supplied with UPS.) | [6 empty] | Excess(+) | 1 | Full Conversion | INR
38.12 | METERING & INDICATION for Each | [6 empty] | Excess(+) | 1 | Full Conversion | INR
38.13 | 1 set of R,Y,B phase,ON indicating lamps | [6 empty] | Excess(+) | 1 | Full Conversion | INR
38.14 | 1 No. (0-500V) Voltmeter with Built-in VSS with 3 nos. 2A SP MCB | [6 empty] | Excess(+) | 1 | Full Conversion | INR
38.15 | 1 No. (0-40A) Ammeter with ASS with 3 nos. 40/5A CT's | [6 empty] | Excess(+) | 1 | Full Conversion | INR
38.16 | BUS-BAR | [6 empty] | Excess(+) | 1 | Full Conversion | INR
38.17 | 1 Set of 100A TPN Cu. Bus Bar with colour coded PVC Sleeves | [6 empty] | Excess(+) | 1 | Full Conversion | INR
38.18 | OUTGOINGS | [6 empty] | Excess(+) | 1 | Full Conversion | INR
38.19 | 5 No. 32/40A 4P MCB 10KA | [6 empty] | Excess(+) | 1 | Full Conversion | INR
38.2 | 5 Nos. 25/32A DP MCB 10 KA | [6 empty] | Excess(+) | 1 | Full Conversion | INR
38.21 | Supply, Receiving, fixing, testing & commissioning of Panel as described above |  | 1 | Set | 70000 |  |  | Excess(+) | 1 | Full Conversion | INR | [40 empty] | #VALUE! | #VALUE! | #VALUE!
39 | SUB HEAD - II - LT CABLES & CABLE TRAYS | [6 empty] | Excess(+) | 1 | Full Conversion | INR
39.01 | Supplying,laying,connecting ,testing & commisioning of following size of 1.1 kv grade multicore aluminium/ copper conductor FRLS ,XLPE insulated PVC sheathed armoured/unarmoured cable as per IS: 7098:1988 (Part-I) with upto date amendments etc. & as per specifications including layng in trenches with excavation & unexcavation complete ,on existing cable trays, ducts, over bed of sand, clamped to wall with suitable clamps including, saddles fixing bolts, complete on as required. Tagging on both the ends will be done with aluminium tags etc. complete as required.(Quantities as per site requirement shall be finally estimated & executed accordingly with prior approval of Engineer Incharge.)(Termination not included) | [6 empty] | Excess(+) | 1 | Full Conversion | INR
39.02 | 3½ core X 150 Sq.mm. aluminium conductor armoured cable |  | 40 | Mtr. | 909.2 |  |  | Excess(+) | 1 | Full Conversion | INR | [40 empty] | #VALUE! | #VALUE! | #VALUE!
39.03 | 3½ core X 120 Sq.mm. aluminium conductor armoured cable |  | 40 | Mtr. | 766.58 |  |  | Excess(+) | 1 | Full Conversion | INR | [40 empty] | #VALUE! | #VALUE! | #VALUE!
39.04 | 3½ core X 95 Sq.mm. aluminium conductor armoured cable |  | 40 | Mtr. | 613.67 |  |  | Excess(+) | 1 | Full Conversion | INR | [40 empty] | #VALUE! | #VALUE! | #VALUE!
39.05 | 3 core X 16 Sq.mm aluminium conductor armoured cable |  | 70 | Mtr. | 152.22 |  |  | Excess(+) | 1 | Full Conversion | INR | [40 empty] | #VALUE! | #VALUE! | #VALUE!
39.06 | 4 core X 10 Sq.mm aluminium conductor armoured cable |  | 30 | Mtr. | 163.87 |  |  | Excess(+) | 1 | Full Conversion | INR | [40 empty] | #VALUE! | #VALUE! | #VALUE!
39.07 | 2 core X 6 Sq.mm aluminium conductor armoured cable |  | 200 | Mtr. | 98.05 |  |  | Excess(+) | 1 | Full Conversion | INR | [40 empty] | #VALUE! | #VALUE! | #VALUE!
40 | Cable end termination of the following XLPE insulated PVC sheathed aluminium armoured cables of 1100 volt grade including supplying and fixing of bimettalic crimping lugs, nickle plated brass heavy duty double compression of brass glands complete as per specifications. | [6 empty] | Excess(+) | 1 | Full Conversion | INR
40.01 | 3½ core X 150 Sq.mm. aluminium conductor armoured cable |  | 2 | Nos. | 3560.68 |  |  | Excess(+) | 1 | Full Conversion | INR | [40 empty] | #VALUE! | #VALUE! | #VALUE!
40.02 | 3½ core X 120 Sq.mm. aluminium conductor armoured cable |  | 2 | Nos. | 2698.64 |  |  | Excess(+) | 1 | Full Conversion | INR | [40 empty] | #VALUE! | #VALUE! | #VALUE!
40.03 | 3½ core X 95 Sq.mm. aluminium conductor armoured cable |  | 2 | Nos. | 2343 |  |  | Excess(+) | 1 | Full Conversion | INR | [40 empty] | #VALUE! | #VALUE! | #VALUE!
40.04 | 3 core X 16 Sq.mm aluminium conductor armoured cable |  | 4 | Nos. | 695.79 |  |  | Excess(+) | 1 | Full Conversion | INR | [40 empty] | #VALUE! | #VALUE! | #VALUE!
40.05 | 4 core X 10 Sq.mm aluminium conductor armoured cable |  | 2 | Nos. | 580.47 |  |  | Excess(+) | 1 | Full Conversion | INR | [40 empty] | #VALUE! | #VALUE! | #VALUE!
40.06 | 2 core X 6 Sq.mm aluminium conductor armoured cable |  | 34 | Nos. | 377.39 |  |  | Excess(+) | 1 | Full Conversion | INR | [40 empty] | #VALUE! | #VALUE! | #VALUE!
41 | Supply, laying, connecting, testing & commissioning of following sizes of FRLSH PVC insulated PVC sheathed copper conductor armoured/unarm. control cable of 1.1 KV grade conforming to IS 1554 (Part-I) with upto date amendments etc. complete as required. Including both end termination with copper lugs, brass comprasion gland etc., ferrule numbering. | [6 empty] | Excess(+) | 1 | Full Conversion | INR
41.01 | 12 Core x 2.5 Sqmm. |  | 30 | Mtr. | 659.95 |  |  | Excess(+) | 1 | Full Conversion | INR | [40 empty] | #VALUE! | #VALUE! | #VALUE!
41.02 | 3 core X 1.5 Sq.mm. (copper conductor unarmoured cable including termination with cu. Lugs.) |  | 80 | Mtr. | 114.42 |  |  | Excess(+) | 1 | Full Conversion | INR | [40 empty] | #VALUE! | #VALUE! | #VALUE!
41.03 | 3 core X 2.5 Sq.mm. (copper conductor unarmoured cable including termination with cu. Lugs.) |  | 30 | Mtr. | 165.67 |  |  | Excess(+) | 1 | Full Conversion | INR | [40 empty] | #VALUE! | #VALUE! | #VALUE!
42 | Supply, fabricating and installing following size of hot dip G.I. perforated type cables trays including suspending from ceiling with angle, rods connection pieces, horizontal vertical bends, reducers, tees, cross members,G.I. nut bolts, G.I. washers, fasteners etc. complete as required per specifications & approved by the Engineer Incharge. | [6 empty] | Excess(+) | 1 | Full Conversion | INR
42.01 | 300mm wide, 40mm high 1.6mm thick |  | 25 | Mtr. | 1035.94 |  |  | Excess(+) | 1 | Full Conversion | INR | [40 empty] | #VALUE! | #VALUE! | #VALUE!
42.02 | 150mm wide, 40mm high 1.6mm thick |  | 10 | Mtr. | 897.81 |  |  | Excess(+) | 1 | Full Conversion | INR | [40 empty] | #VALUE! | #VALUE! | #VALUE!
43 | Supplying & fixing of hot dip GI underfloor raceway system with neoprene gasketted removable cover fixed to the raceway by countersunk cadmium plated screws at 300 mm intervals recessed in floors excluding the cost of chasing and making good. The GI raceway system alongwith all fittings like bends, T-joints, couplers etc. shall be fabricated from 2 mm thick and covers from 3 mm thick GI sheets and including cost of earth links between adjacent sections to ensure earth continuity complete required as below. | [6 empty] | Excess(+) | 1 | Full Conversion | INR
43.01 | 100 mm x 25mm x 2mm (1 compartment) - 25mm Height |  | 35 | Mtr. | 1452.58 |  |  | Excess(+) | 1 | Full Conversion | INR | [40 empty] | #VALUE! | #VALUE! | #VALUE!
43.02 | 225 mm x 25mm x 2mm (3 compartment) - 25mm Height |  | 25 | Mtr. | 3130.46 |  |  | Excess(+) | 1 | Full Conversion | INR | [40 empty] | #VALUE! | #VALUE! | #VALUE!
43.03 | 300 mm x 25mm x 2mm (3 compartment) - 25mm Height |  | 30 | Mtr. | 3180.89 |  |  | Excess(+) | 1 | Full Conversion | INR | [40 empty] | #VALUE! | #VALUE! | #VALUE!
44 | Supplying and fixing floor recessed junction boxes for hot dip GI raceway systems fabricated from 3 mm GI sheets finished with powder coating paint finish of approved colour of teh top cover only with 1, 2 or 3 nos "+", "I", ''L' shaped support in the centre in case required with 3 mm thick neoprene gasketted removable cover fixed by counter sunk cadmium plated screws including the cost of earth links at all joints to ensure earth continuity and excluding the cost of chasing and making good recess in floor etc complete as required and as below. | [6 empty] | Excess(+) | 1 | Full Conversion | INR
44.01 | 150 X 150 x 30mm deep - Height Adjustible 50-70mm - Unit Nos |  | 15 | Mtr. | 2801.18 |  |  | Excess(+) | 1 | Full Conversion | INR | [40 empty] | #VALUE! | #VALUE! | #VALUE!
44.02 | 225 X 225 x 30mm deep - Height Adjustible 50-70mm - Unit Nos |  | 5 | Mtr. | 3483.51 |  |  | Excess(+) | 1 | Full Conversion | INR | [40 empty] | #VALUE! | #VALUE! | #VALUE!
44.03 | 300 X 300 x 30mm deep - Height Adjustible 50-70mm - Unit Nos |  | 4 | Mtr. | 4591.28 |  |  | Excess(+) | 1 | Full Conversion | INR | [40 empty] | #VALUE! | #VALUE! | #VALUE!
45 | SUB HEAD - III - EARTHING | [6 empty] | Excess(+) | 1 | Full Conversion | INR
46 | Supply, installation & testing of advance maintenance free Chemical Gel Earthing of Dual Pipe Technology (GI) of 3mtr long 50mm dia of outer shell (MS) with the 25mm dia of inner shell (MS) of 80-100 microns galvanized earth electrode filled with highly conducting metallic compounds with the permanent sealings at both the ends with the lead terminal of 32 x 10mm size at the top along with 50 Kgs of chemical mixture of Resistance Lowering Grounding Minerals. The loss on ignition by mass of the chemical compound shall be less than 20%. The chemical compound should be tested and certified by any International accredited and BIS (Bureau of Indian Standards) accredited laboratory. The earth electrode shall be duly tested & certified by CPRI (Central Power Research Institute), Govt of India. The chemical earth electrode manufacturer shall be an ISO 9001: 2008 & ISO 14001: 2004 certified organization. The Earth pit should be covered with heavy duty polyplastic weather proof chamber etc as required & approved by the Engineer Incharge. |  | 10 | Set | 8049.5 |  |  | Excess(+) | 1 | Full Conversion | INR | [40 empty] | #VALUE! | #VALUE! | #VALUE!
47 | Supply, installation & testing of Earthing with 65 mm dia required size pipe as per specifications 3.0 Mts. long and 1 x 19/10 stranded wire (4 Mts. long), 20 mm dia x 125 mm long bolt, double nuts, double washers including socketing at both ends of stranded wire by crimping sockets/ thimbles and S & F 40 mm diapipe (ISI-Medium) protection (3 Mts. long) to be filled with bitumen partly under the ground level and partly above ground level to an average depth of 3.65 Mts |  | 4 | Set | 5000 |  |  | Excess(+) | 1 | Full Conversion | INR | [40 empty] | #VALUE! | #VALUE! | #VALUE!
48 | Supply and fixing of following Cu strip/ wire including all necessary fixing accessories and effecting connections, jointing with brazing etc. complete as required & approved by the Engineer Incharge. | [6 empty] | Excess(+) | 1 | Full Conversion | INR
48.01 | 25 mm x 5 mm copper strip with heavy duty PVC insulated sleeve |  | 80 | Mtr | 767.98 |  |  | Excess(+) | 1 | Full Conversion | INR | [40 empty] | #VALUE! | #VALUE! | #VALUE!
48.02 | 1 x 25 Sq.mm PVC insulated copper flexible cable |  | 60 | Mtr. | 410.23 |  |  | Excess(+) | 1 | Full Conversion | INR | [40 empty] | #VALUE! | #VALUE! | #VALUE!
49 | Supply and fixing of following GI strip/ wire including all necessary fixing accessories and effecting connections, jointing with brazing etc. complete as required & approved by the Engineer Incharge. | [6 empty] | Excess(+) | 1 | Full Conversion | INR
49.01 | 32 x 5 mm GI strip |  | 80 | Mtr. | 151.94 |  |  | Excess(+) | 1 | Full Conversion | INR | [40 empty] | #VALUE! | #VALUE! | #VALUE!
49.02 | 25 x 5 mm GI strip |  | 50 | Mtr. | 124.31 |  |  | Excess(+) | 1 | Full Conversion | INR | [40 empty] | #VALUE! | #VALUE! | #VALUE!
49.03 | 6 SWG G.I. wire ( DB's, small panels etc.) |  | 100 | Mtr. | 22.39 |  |  | Excess(+) | 1 | Full Conversion | INR | [40 empty] | #VALUE! | #VALUE! | #VALUE!
49.04 | 50mm dia GI pipe 'B' under floors etc. |  | 20 | Mtr. | 492.42 |  |  | Excess(+) | 1 | Full Conversion | INR | [40 empty] | #VALUE! | #VALUE! | #VALUE!
49.05 | 65mm dia GI pipe 'B' under floors etc. |  | 10 | Mtr. | 617.9 |  |  | Excess(+) | 1 | Full Conversion | INR | [40 empty] | #VALUE! | #VALUE! | #VALUE!
50 | SUBHEAD- IV- LIGHTENING PROTECTION & AVIATION LIGHT | [6 empty] | Excess(+) | 1 | Full Conversion | INR
50.01 | Supply & installation of complete Advance Lightning Protection System including all necessary fixing accessories & effective connections complying the detailed technical specifications,contract's requirement,as per engineer-in charge & following NFC/IEEE & international norms. | [6 empty] | Excess(+) | 1 | Full Conversion | INR
50.02 | Supply, installation, testing & commissioning of Early Streamer Emission (ESE) type Lightening Protection complete with the Lightening Air Terminal - Configured as a Spheroid which is comprised of separate electrically isolated 4 panels surrounding an Earthed Central Finial. The Insulation material used to electrically isolate the panels shall be comprised of a base polymer which provides high Ozone & UV resistance with a di-electric strength of 24-38 KV/mm tested as per NFC 17-102 & IEC 60-1:1989. The ESE terminal shall be tested & certified by CPRI (Central Power Research Institute), Govt of India for the required Impulse current (8/20 micro sec) with 5 positive & 5 negative impulse. The ESE Stormaster terminal shall be approved from DGMS (Director General of Mines Safety), Govt of India. etc. complete as required, as per site conditions & approved by the Engineer In Charge. Early Streamer Emission Lightening arrester suitable for minimum 37 mtrs radius (Level I / High Protection) (TZ 20 from tercel or equivalent from approved makes) |  | 1 | set | 54700 |  |  | Excess(+) | 1 | Full Conversion | INR | [40 empty] | #VALUE! | #VALUE! | #VALUE!
50.03 | Supply, installation & testing of advance maintenance free Chemical Gel Earthing of Dual Pipe Technology (GI) of 3mtr long 50mm dia of outer shell (MS) with the 25mm dia of inner shell (MS) of 80-100 microns galvanized earth electrode filled with highly conducting metallic compounds with the permanent sealings at both the ends with the lead terminal of 32 x 10mm size at the top along with 50 Kgs of chemical mixture of Resistance Lowering Grounding Minerals. The loss on ignition by mass of the chemical compound shall be less than 20%. The chemical compound should be tested and certified by any International accredited and BIS (Bureau of Indian Standards) accredited laboratory. The earth electrode shall be duly tested & certified by CPRI (Central Power Research Institute), Govt of India. The chemical earth electrode manufacturer shall be an ISO 9001: 2008 & ISO 14001: 2004 certified organization. The Earth pit should be covered with heavy duty polyplastic weather proof chamber etc as required & approved by the Engineer Incharge. |  | 2 | set | 8050 |  |  | Excess(+) | 1 | Full Conversion | INR | [40 empty] | #VALUE! | #VALUE! | #VALUE!
50.04 | Supply, Erection, Installation and Commissioning of 2 digit Lightning Event Counter for counting the number of lightning strikes without any power supply. The Counter should be mounted on the Down Conductor and the triggering impulse should be >= 1.5 KA for 8/20μs. The Lightning Event Counter should be robust, non-resettable mechanical counter with IP67 rated enclosure suitable for external application. |  | 1 | set | 18250 |  |  | Excess(+) | 1 | Full Conversion | INR | [40 empty] | #VALUE! | #VALUE! | #VALUE!
50.05 | Supply, laying, testing & commissioning of down conductor of 70 sq.mm single core insulated flexible copper cable with necessary fixing accessories, etc. complete as required. |  | 35 | RM | 571.29 |  |  | Excess(+) | 1 | Full Conversion | INR | [40 empty] | #VALUE! | #VALUE! | #VALUE!
50.06 | Supply & installation of Mast (Class 'B' 50mm dia G.I. pipe of 5 mtrs height) for mounting the terminal & adaptor with the ESE Air Terminal along with base plate, anchroning bolts, supporting stray GI wires minimum three sides, etc. complete as required, as per site conditions & approved by the Engineer In Charge. (height may please be considered keeping in mind the maximum height required after installation of communication towers of police department). |  | 1 | set | 9845.55 |  |  | Excess(+) | 1 | Full Conversion | INR | [40 empty] | #VALUE! | #VALUE! | #VALUE!
50.07 | Supplying, installation, testing & commissioning of LED Aviation light luminaries including required driver/ control box, protections, above the highest point of terrace level and making good the same. It should switch ON automatically as required in night time & OFF in day time including FRLS copper control wiring etc. complete in all respect as required & as approved by the Engineer Incharge. (Cat . No. Bajaj BGAV 302 LED or equivalent from approved makes/ CLIENT). |  | 1 | Set | 14829 |  |  | Excess(+) | 1 | Full Conversion | INR | [40 empty] | #VALUE! | #VALUE! | #VALUE!
51 | Sub-Head -V : CIRCUIT CUM POINT WIRING | [6 empty] | Excess(+) | 1 | Full Conversion | INR
52 | Point Wiring FRLS in Concealed/Surface PVC conduiting | [6 empty] | Excess(+) | 1 | Full Conversion | INR
53 | Wiring for the Primary light/fan/call bell/exhaust fan points with 1.5 sq.mm PVC insulated copper conductor 1100 volts grade stranded flexible FRLS wires of approved make in concealed 2 mm thick FR PVC conduit including providing & fixing of 6 amps modular switch of approved quality , colour, make & design in 1.6 mm thick GI box and earthing of fixtures and the outlet box with 1.5 sq.mm PVC insulated copper conductor stranded flexible FRLSZ wire including circuit Wiring. | [6 empty] | Excess(+) | 1 | Full Conversion | INR
53.01 | Primiary point |  | 128 | point | 1066 |  |  | Excess(+) | 1 | Full Conversion | INR | [40 empty] | #VALUE! | #VALUE! | #VALUE!
53.02 | Secondary points Looped with primary points but without switch,Box,plates etc. |  | 64 | point | 119 |  |  | Excess(+) | 1 | Full Conversion | INR | [40 empty] | #VALUE! | #VALUE! | #VALUE!
54 | Wiring for the Primary light/fan/call bell/exhaust fan two way controlled points with 1.5 sq.mm PVC insulated copper conductor 1100 volts grade stranded flexible FRLS wires of approved make in concealed 2 mm thick FR PVC conduit including providing & fixing of 2way 6 amps modular switch on both ends of approved quality , colour, make & design in 1.6 mm thick GI box and earthing of fixtures and the outlet box with 1.5 sq.mm PVC insulated copper conductor stranded flexible FRLS wire including circuit Wiring. | [6 empty] | Excess(+) | 1 | Full Conversion | INR
54.01 | Primiary point on board |  | 3 | point | 1742 |  |  | Excess(+) | 1 | Full Conversion | INR | [40 empty] | #VALUE! | #VALUE! | #VALUE!
54.02 | Secondary points Looped with primary points but without switch,Box,plates etc. |  | 3 | point | 238 |  |  | Excess(+) | 1 | Full Conversion | INR | [40 empty] | #VALUE! | #VALUE! | #VALUE!
55 | Wiring for the MCB controlled light points with 2.5 sq.mm PVC insulated copper conductor 1100 volts grade stranded flexible FRLS wires of approved make in 2mm thick concealed (thickness as per specifications), FR PVC conduit but controlled by existing MCB provided in D.B. including earthing of fixtures with 1.5 sq.mm PVC insulated FRLS copper wire | [6 empty] | Excess(+) | 1 | Full Conversion | INR
55.01 | Primiary points |  | 2 | point | 626 |  |  | Excess(+) | 1 | Full Conversion | INR | [40 empty] | #VALUE! | #VALUE! | #VALUE!
55.02 | Secondary points Looped with primary points with 1.5 sq.mm |  | 9 | point | 119 |  |  | Excess(+) | 1 | Full Conversion | INR | [40 empty] | #VALUE! | #VALUE! | #VALUE!
56 | Wiring for the emergency light/points with 1.5 sq.mm copper conductor 1100 volts grade unarmoured HPSR insulated fire survival cable as per specifications of approved make in FRPVC 2mm thick concealed conduit including providing & fixing of 6 amps modular switch of approved quality , colour, make & design in 1.6 mm thick GI box and earthing of fixtures and the outlet box with 1.5 sq.mm PVC insulated copper conductor stranded flexible FRLS wire including circuit Wiring.( To be used for emergency lighting ) | [6 empty] | Excess(+) | 1 | Full Conversion | INR
56.01 | Primiary points |  | 43 | point | 1066 |  |  | Excess(+) | 1 | Full Conversion | INR | [40 empty] | #VALUE! | #VALUE! | #VALUE!
56.02 | Secondary points Looped with primary points but without switch,Box,plates etc. |  | 17 | point | 119 |  |  | Excess(+) | 1 | Full Conversion | INR | [40 empty] | #VALUE! | #VALUE! | #VALUE!
57 | Wiring for 250 volt single phase and neutral 6 amps switch socket outlet with 2.5 sq.mm PVC insulated copper conductor 1100 volts grade stranded flexible FRLS wires in concealed or surface mounted 2 mm thick FR PVC conduit, including providing and fixing of 6 amps 5 pin switched socket of approved make colour and design in 1.6 mm thick GI box with grid plate and earthing of 5th pin of the socket outlet and the GI box with 2.5 Sq.mm PVC insulated copper conductor stranded flexible FRLS wire. | [6 empty] | Excess(+) | 1 | Full Conversion | INR
57.01 | Primiary points |  | 4 | point | 1256 |  |  | Excess(+) | 1 | Full Conversion | INR | [40 empty] | #VALUE! | #VALUE! | #VALUE!
57.02 | Secondary points Looped with primary points |  | 7 | point | 773 |  |  | Excess(+) | 1 | Full Conversion | INR | [40 empty] | #VALUE! | #VALUE! | #VALUE!
58 | Wiring for 250 volt single phase and neutral 2nos.6 amps socket outlet with 2.5 sq.mm PVC insulated copper conductor 1100 volts grade stranded flexible FRLS wires in concealed or surface mounted 2 mm thick FR PVC conduit, including providing and fixing of 2 nos. 6 amps 5 pin socket with 16A Switch of approved make colour and design in 1.6 mm thick GI box with grid plate and earthing of 5th pin of the socket outlet and the GI box with 2.5 Sq.mm PVC insulated copper conductor stranded flexible FRLS wire. | [6 empty] | Excess(+) | 1 | Full Conversion | INR
58.01 | Primiary points |  | 20 | point | 1600 |  |  | Excess(+) | 1 | Full Conversion | INR | [40 empty] | #VALUE! | #VALUE! | #VALUE!
58.02 | Secondary points Looped with primary points |  | 42 | point | 1335 |  |  | Excess(+) | 1 | Full Conversion | INR | [40 empty] | #VALUE! | #VALUE! | #VALUE!
59 | Wiring for 250 volt single phase and neutral 6/16 amps switched socket outlet with switch with 4 sq.mm PVC insulated copper conductor 1100 volts grade stranded flexible FRLS wires in concealed or surface mounted 2 mm thick FR PVC conduit, including providing and fixing of 16 amps 6 pin switched socket of approved make colour and design in 1.6 mm thick GI box with grid plate and earthing of sixth pin of the socket outlet and the GI box with 4 Sq.mm PVC insulated copper conductor stranded flexible FRLS wire. (Two nos. switch socket outlet shall be connected on one circuit). | [6 empty] | Excess(+) | 1 | Full Conversion | INR
59.01 | Primiary point on board |  | 25 | point | 2048 |  |  | Excess(+) | 1 | Full Conversion | INR | [40 empty] | #VALUE! | #VALUE! | #VALUE!
59.02 | Secondary points Looped with primary points |  | 21 | point | 1543 |  |  | Excess(+) | 1 | Full Conversion | INR | [40 empty] | #VALUE! | #VALUE! | #VALUE!
60 | Wiring for 250 volt single phase and neutral 6/16 amps socket outlet with 4 sq.mm PVC insulated copper conductor 1100 volts grade stranded flexible FRLS wires in concealed or surface mounted 2 mm thick FR PVC conduit, including providing and fixing of 16 amps 6 pin socket outlet of approved make colour and design in 1.6 mm thick GI box with grid plate and earthing of sixth pin of the socket outlet and the GI box with 4 Sq.mm PVC insulated copper conductor stranded flexible FRLS wire. (Two nos. switch socket outlet shall be connected on one circuit). | [6 empty] | Excess(+) | 1 | Full Conversion | INR
60.01 | Primiary point on board |  | 17 | point | 2048 |  |  | Excess(+) | 1 | Full Conversion | INR | [40 empty] | #VALUE! | #VALUE! | #VALUE!
60.02 | Secondary points Looped with primary points |  | 17 | point | 1543 |  |  | Excess(+) | 1 | Full Conversion | INR | [40 empty] | #VALUE! | #VALUE! | #VALUE!
61 | Providing and fixing of following PVC insulated copper conductor 1100 volts grade stranded flexible FRLS Wire in 2 mm thick FR PVC conduit for Submain wiring including providing and fixing of conduits concealed or surface mounted including green colour with yellow band copper wire for earthing and making connections complete (Circuit/Submain wiring) | [6 empty] | Excess(+) | 1 | Full Conversion | INR
61.01 | 1.5 sq.mm PVC insulated stranded flexible FRLS copper wires in 25mm,2 mm thick FR PVC conduit. |  | 200 | Rm | 82 |  |  | Excess(+) | 1 | Full Conversion | INR | [40 empty] | #VALUE! | #VALUE! | #VALUE!
61.02 | 2.5 sq.mm PVC insulated stranded flexible FRLS copper wires in 25mm,2 mm thick FR PVC conduit. |  | 100 | Rm | 116 |  |  | Excess(+) | 1 | Full Conversion | INR | [40 empty] | #VALUE! | #VALUE! | #VALUE!
61.03 | 4 sq.mm PVC insulated stranded flexible FRLS copper wires in 25mm,2 mm thick FR PVC conduit. |  | 100 | Rm | 160 |  |  | Excess(+) | 1 | Full Conversion | INR | [40 empty] | #VALUE! | #VALUE! | #VALUE!
61.04 | 3x6 sq.mm PVC insulated stranded flexible FRLS copper wires in 25mm,2 mm thick FR PVC conduit. |  | 80 | Rm | 334 |  |  | Excess(+) | 1 | Full Conversion | INR | [40 empty] | #VALUE! | #VALUE! | #VALUE!
61.05 | 6x6 sq.mm PVC insulated stranded flexible FRLS copper wires in 32mm,2 mm thick FR PVC conduit. |  | 70 | Rm | 668 |  |  | Excess(+) | 1 | Full Conversion | INR | [40 empty] | #VALUE! | #VALUE! | #VALUE!
61.06 | 4x10+2x6 sq.mm PVC insulated stranded flexible FRLS copper wires in 40mm,2 mm thick FR PVC conduit. |  | 150 | Rm | 820 |  |  | Excess(+) | 1 | Full Conversion | INR | [40 empty] | #VALUE! | #VALUE! | #VALUE!
61.07 | 4x16+2x6 sq.mm PVC insulated stranded flexible FRLS copper wires in 40mm ,2 mm thick FR PVC conduit. |  | 150 | Rm | 1058 |  |  | Excess(+) | 1 | Full Conversion | INR | [40 empty] | #VALUE! | #VALUE! | #VALUE!
62 | Wiring for 250 volts single phase and neutral 32 amps polycarbonate splash proof (IP-65/66) industrial socket outlet with 32 amps DP interlocked rotary switch/ RCBO(100 mA) switch in polycarbonate enclosure of approved size and design with 6 sq.mm PVC insulated copper conductor 1100 volts grade stranded flexible FRLS wires in concealed or surface mounted heavy duty GI conduits, including providing and fixing of industrial socket and earthing the box with 6 Sq. mm PVC insulated copper conductor stranded flexible FRLS wire. |  | 2 | Pts | 8000 |  |  | Excess(+) | 1 | Full Conversion | INR | [40 empty] | #VALUE! | #VALUE! | #VALUE!
63 | Supplying and erecting modular type bell indicator ISI mark approved make duly erected on provided plate and box with wiring connections complete. |  | 4 | Each | 500 |  |  | Excess(+) | 1 | Full Conversion | INR | [40 empty] | #VALUE! | #VALUE! | #VALUE!
64 | Supplying and erecting modular type buzzer 230 / 250V ISI mark approved make duly erected on provided plate and box with wiring connections complete. |  | 4 | Each | 500 |  |  | Excess(+) | 1 | Full Conversion | INR | [40 empty] | #VALUE! | #VALUE! | #VALUE!
65 | Sub-Head-VI: DISTRIBUTION BOARDS | [6 empty] | Excess(+) | 1 | Full Conversion | INR
66 | Distribution Boards | [6 empty] | Excess(+) | 1 | Full Conversion | INR
67 | Supply, installation, testing and commissioning of Readymade prewired double door type, powder coated, surface/ recessed mounted MCB Distribution board fabricated from 16 SWG CRCA sheet steel complete with tinned copper channel, neutral & earth link, interconnection as required, with suitable nos. of knockout holes for 25 mm dia. conduit, including cutting of wall and making good of the same, complete with the following: | [6 empty] | Excess(+) | 1 | Full Conversion | INR
67.01 | Supporting rigid steel framework. | [6 empty] | Excess(+) | 1 | Full Conversion | INR
67.02 | Complete with inter connections and distribution busbars. | [6 empty] | Excess(+) | 1 | Full Conversion | INR
67.03 | Proper bonding to earth. | [6 empty] | Excess(+) | 1 | Full Conversion | INR
67.04 | MCB’s shall have 10 KA breaking capacity. | [6 empty] | Excess(+) | 1 | Full Conversion | INR
67.05 | Readymade 16SWG Sheet steel Enclosure with cutout For MCBs | [6 empty] | Excess(+) | 1 | Full Conversion | INR
67.06 | All DBs shall be Double Door type | [6 empty] | Excess(+) | 1 | Full Conversion | INR
67.07 | Size of DB's way shall be based on no. of modules considered within DB. | [6 empty] | Excess(+) | 1 | Full Conversion | INR
67.08 | There shall be no ELCB/RCCB in emergency lighting. DB's | [6 empty] | Excess(+) | 1 | Full Conversion | INR
67.09 | All MCB’s used for protection of resistive and lightly inductive load shall be type “B” characteristic and inductive (motor) load shall be of type “C” characteristic and discharge lamps and UPS etc. shall be of type D characteristic. | [6 empty] | Excess(+) | 1 | Full Conversion | INR
68 | TPN DB | [6 empty] | Excess(+) | 1 | Full Conversion | INR
68.01 | 12 way TPN DB | [6 empty] | Excess(+) | 1 | Full Conversion | INR
68.02 | INCOMER | [6 empty] | Excess(+) | 1 | Full Conversion | INR
68.03 | 1 No. 63A 4 pole MCB (10 KA) | [6 empty] | Excess(+) | 1 | Full Conversion | INR
68.04 | 3 Nos. 63 A DP ELCB (100mA) ( one each per phase ) | [6 empty] | Excess(+) | 1 | Full Conversion | INR
68.05 | OUTGOINGS | [6 empty] | Excess(+) | 1 | Full Conversion | INR
68.06 | 36 nos. 16A / 20A / 25A /32A SP MCB's (10KA) as required | [6 empty] | Excess(+) | 1 | Full Conversion | INR
68.07 | DB as described above |  | 2 | Sets | 67800 |  |  | Excess(+) | 1 | Full Conversion | INR | [40 empty] | #VALUE! | #VALUE! | #VALUE!
69 | 6 way TPN DB | [6 empty] | Excess(+) | 1 | Full Conversion | INR
69.01 | INCOMER | [6 empty] | Excess(+) | 1 | Full Conversion | INR
69.02 | 1 No. 32A 4 pole MCB (10 KA) | [6 empty] | Excess(+) | 1 | Full Conversion | INR
69.03 | 3 Nos.32A DP ELCB (100mA) (one each per phase) | [6 empty] | Excess(+) | 1 | Full Conversion | INR
69.04 | OUTGOINGS | [6 empty] | Excess(+) | 1 | Full Conversion | INR
69.05 | 18 nos. 6A / 10A / 16A / 20A / 25A SP MCB's (10KA) as required | [6 empty] | Excess(+) | 1 | Full Conversion | INR
69.06 | DB as described above |  | 2 | Sets | 46310 |  |  | Excess(+) | 1 | Full Conversion | INR | [40 empty] | #VALUE! | #VALUE! | #VALUE!
70 | 4 way TPN DB | [6 empty] | Excess(+) | 1 | Full Conversion | INR
70.01 | INCOMER | [6 empty] | Excess(+) | 1 | Full Conversion | INR
70.02 | 1 No. 32A 4 pole MCB (10 KA) | [6 empty] | Excess(+) | 1 | Full Conversion | INR
70.03 | 3 Nos.32A DP ELCB (100mA) (one each per phase) | [6 empty] | Excess(+) | 1 | Full Conversion | INR
70.04 | OUTGOINGS | [6 empty] | Excess(+) | 1 | Full Conversion | INR
70.05 | 12 nos. 6A / 10A / 16A / 20A / 25A SP MCB (10KA) as required | [6 empty] | Excess(+) | 1 | Full Conversion | INR
70.06 | DB as described above |  | 2 | Sets | 41923 |  |  | Excess(+) | 1 | Full Conversion | INR | [40 empty] | #VALUE! | #VALUE! | #VALUE!
71 | 8 way SPN DB (Emergency DB) | [6 empty] | Excess(+) | 1 | Full Conversion | INR
71.01 | INCOMER | [6 empty] | Excess(+) | 1 | Full Conversion | INR
71.02 | 1 No. 32A DP MCB(10KA) | [6 empty] | Excess(+) | 1 | Full Conversion | INR
71.03 | OUTGOINGS | [6 empty] | Excess(+) | 1 | Full Conversion | INR
71.04 | 8 nos. 6A / 10A / 16A / 20A / 25A SP MCB (10KA) as required | [6 empty] | Excess(+) | 1 | Full Conversion | INR
71.05 | DB as described above |  | 2 | Sets | 7570 |  |  | Excess(+) | 1 | Full Conversion | INR | [40 empty] | #VALUE! | #VALUE! | #VALUE!
72 | 6 way SPN DB | [6 empty] | Excess(+) | 1 | Full Conversion | INR
72.01 | INCOMER | [6 empty] | Excess(+) | 1 | Full Conversion | INR
72.02 | 1 No. 25A DP MCB(10KA) +ELCB (100 mA) | [6 empty] | Excess(+) | 1 | Full Conversion | INR
72.03 | OUTGOINGS | [6 empty] | Excess(+) | 1 | Full Conversion | INR
72.04 | 6 nos. 6A / 10A / 16A / 20A / 25A SP MCB (10KA) as required | [6 empty] | Excess(+) | 1 | Full Conversion | INR
72.05 | DB as described above |  | 1 | Sets | 10180 |  |  | Excess(+) | 1 | Full Conversion | INR | [40 empty] | #VALUE! | #VALUE! | #VALUE!
73 | SUB HEAD - VII LIGHT FIXTURES AND FANS | [6 empty] | Excess(+) | 1 | Full Conversion | INR
73.01 | Note -All Lighting fixtures shall be dimmable & switches,sensors, automation system has to be integrated with BMS system | [6 empty] | Excess(+) | 1 | Full Conversion | INR
74 | SUPPLYING & ASSEMBLING OF FOLLOWING | [6 empty] | Excess(+) | 1 | Full Conversion | INR
75 | Supply,Storing,Assembling &Testing and commisionning of surface downlighter LED luminaire.White powder coated die-cast aluminium housing. High power White (WH) LED chips mounted on MCPCB, pasted on diecast housing and high efficiency PMMA diffuser .Specially designed flat opal diffuser fixed to housing with engg. Plastic front cover, Driver installed on cast aluminium housing and prewired upto the terminal block. It has a system level lumen package of 1350 lumens with system wattage of 18W providing a luminaire efficacy of >75 lm/W. constant current output driver, operating range 150 – 275V AC supply, voltages, LED Colour Temp. from 5700°K ±300°K. placed externally on top of the luminaire. with PF>0.95 and THD<10%. The system level lifetime is around 50,000 burning hours with 70% percent lumen maintenance. The luminaire is IP 20 protected. Specified as no load and short circuit protection. LM 79 report to be submitted for luminaire and LM 80 for LED source.(Make:-, Bajaj CAT No. BGSLO Sleek Surface 18 WH or equivalent). |  | 70 | Each | 3000 |  |  | Excess(+) | 1 | Full Conversion | INR | [40 empty] | #VALUE! | #VALUE! | #VALUE!
76 | Supply,Storing,Assembling &Testing of surface downlighter LED luminaire.White powder coated die-cast aluminium housing. High power White (WH) LED chips mounted on MCPCB, pasted on diecast housing and high efficiency PMMA diffuser .Specially designed flat opal diffuser fixed to housing with engg. Plastic front cover, Driver installed on cast aluminium housing and prewired upto the terminal block. It has a system level lumen package of 900 lumens with system wattage of 12W providing a luminaire efficacy of >75 lm/W. constant current output driver, operating range 150 – 275V AC supply, voltages, LED Colour Temp. from 5700°K ±300°K. placed externally on top of the luminaire. with PF>0.95 and THD<10%. The system level lifetime is around 50,000 burning hours with 70% percent lumen maintenance. The luminaire is IP 20 protected. Specified as no load and short circuit protection. LM 79 report to be submitted for luminaire and LM 80 for LED source.(Make:-, Bajaj CAT No. BGSLO Sleek Surface 12 WH or equivalent). |  | 25 | Each | 2300 |  |  | Excess(+) | 1 | Full Conversion | INR | [40 empty] | #VALUE! | #VALUE! | #VALUE!
77 | Supply,Storing,Assembling &Testing commissioning of Surface/suspended Mounted Light suitable for 40 Watts LED CRCA steel sheet housing comprising of White (WH) / Warm White (WW) / Neutral White (NW) LED’s connected in series parallel. Opal diffuser is supported by a pair of engg. plastic end plates which facilitate easy removal for maintenance. Driver: Constant current output driver, operating range 150 – 275V AC supply voltages and luminaire efficiency of luminaire not less than 100 lm/w <10% THD & 2.5kV Surge protection . LED Colour Temp. from 5700°K ±300°K Driver should be manufactured in India, with ROHS compliant, Finish: White powder coated (RAL 9016)(Make:-, Bajaj CAT No. BLTRU 40W WH LED or equivalent). |  | 20 | Each | 5500 |  |  | Excess(+) | 1 | Full Conversion | INR | [40 empty] | #VALUE! | #VALUE! | #VALUE!
78 | Supply,Storing,Assembling &Testing commissioning of Surface/suspended Mounted Light suitable for 20 Watts LED CRCA steel sheet housing comprising of White (WH) / Warm White (WW) / Neutral White (NW) LED’s connected in series parallel. Opal diffuser is supported by a pair of engg. plastic end plates which facilitate easy removal for maintenance. Driver: Constant current output driver, operating range 150 – 275V AC supply voltages and luminaire efficiency of luminaire not less than 100 lm/w <10% THD & 2.5kV Surge protection . LED Colour Temp. from 5700°K ±300°K Driver should be manufactured in India, with ROHS compliant, Finish: White powder coated (RAL 9016)(Make:-, Bajaj CAT No. BLTRU 20W WH LED or equivalent). |  | 5 | Each | 5000 |  |  | Excess(+) | 1 | Full Conversion | INR | [40 empty] | #VALUE! | #VALUE! | #VALUE!
79 | Supply,Storing,Assembling &Testing commissioning of LED Bulkhead 10w with Energy efficient Bulk head luminaire for interior & exterior use. Vandal resistant Polycarbonate diffuser for durable long life IP 65 IK08 dust tight and water Jet proof for clean operation.High color rendering for Vivid colors Completely prewired and provided with electrical cable for ease of installation.Life up to 50,000 burning hours @ L70 making the luminaire Fit and forget solution. Energy saving up to 60 % when compared to CFL Bulkhead luminaire. Environment friendly-contains no mercury or Lead.operating range 150 – 275V AC supply voltages and luminaire efficiency of luminaire not less than 82 lm/w <15% THD & 2.5kV Surge protection . LED Colour Temp. from 5700°K ±300°K. (Make:-, Bajaj CAT No.BIBWP 10W LED or equivalent). |  | 11 | Each | 2200 |  |  | Excess(+) | 1 | Full Conversion | INR | [40 empty] | #VALUE! | #VALUE! | #VALUE!
80 | Supply, Installation, Testing & commissioning of Surface 2' X2' LED luminaire.CRCA steel sheet housing comprising of White (WH) / Neutral White (NW) LED’s connected in series parallel.Opal diffuser fixed in separate extruded aluminium frame. Opal diffuser frame is held in with wishbone springs and it can be suspended for easy maintenance. Driver: Constant current output driver, It has a system level lumen package of 3900 lumens with system wattage of 41W providing a luminaire efficacy of >95 lm/W. constant current output driver, operating range 150 – 275V AC supply, voltages, LED Colour Temp. from 5700°K ±300°K. placed externally on top of the luminaire. with PF>0.95 and THD<10%. The system level lifetime is around 50,000 burning hours with 70% percent lumen maintenance. The luminaire is IP 20 protected. Specified as no load and short circuit protection. LM 79 report to be submitted for luminaire and LM 80 for LED source.(Make:-, Bajaj CAT No. BCTBLS 43 WH ZT or equivalent). |  | 85 | Each | 7500 |  |  | Excess(+) | 1 | Full Conversion | INR | [40 empty] | #VALUE! | #VALUE! | #VALUE!
81 | Supplying, Storing, Assembling, erecting, testing and commissioning of 1200mm sweep Five star fan 'BEE' complete with necessary capacitors, stepless regulator, down rods, fan hook box etc., of suitable length etc. as required/ approved by the Engineer Incharge. (Down rod with connection wire of 1.5sqmm FRLS copper conductor multistranded & mounting arrangement etc. will be provided by the contractor) intsallation shall be as per IS 732. |  | 53 | Each | 2000 |  |  | Excess(+) | 1 | Full Conversion | INR | [40 empty] | #VALUE! | #VALUE! | #VALUE!
82 | SUB HEAD- I - (EQUIPMENTS - HT PANELS & TRANSFORMERS) | [6 empty] | Excess(+) | 1 | Full Conversion | INR
83 | METERING INDOOR UNIT | [6 empty] | Excess(+) | 1 | Full Conversion | INR
83.01 | Supply and installation of indoor type 11kV metering unit with copper conductor flexible FRLS control cables ISI marked and G.I pipe etc. (without CT, PT's & energy meter) & as per the approved design of local electricity board authority only etc. complete as required. | [6 empty] | Excess(+) | 1 | Full Conversion | INR
83.02 | Item no. 1.1, shall be executed after liasioning,approval & as per the statutory requirement of the local electricity authority | [6 empty] | Excess(+) | 1 | Full Conversion | INR
83.03 | H.T. CABLES, LAYING & TERMINATIONS | [6 empty] | Excess(+) | 1 | Full Conversion | INR
83.04 | Supplying & storing of the following sizes of 11 KV XLPE(E) insulated, aluminium armoured PVC sheathed HT power cable confirming to IS:7098 part-II with latest amendments, as per specifications, as required & approved by the Engineer Incharge. | [6 empty] | Excess(+) | 1 | Full Conversion | INR
83.05 | 11 KV (E), 3C x150 Sq. mm XLPE Aluminium Armoured cable |  | 30 | Mtr. | 1317.3 |  |  | Excess(+) | 1 | Full Conversion | INR | [40 empty] | #VALUE! | #VALUE! | #VALUE!
84 | Laying, testing and commissioning of the following sizes of 11 KV Al. (E) , Armoured XLPE cable dirrect in ground (with excavation, protection covers & back filing etc.) / trench / existing pipes/ existing cable tray/on angeled channels etc. including both end tagging with aluminium inscription plates etc. complete as required & as directed by the Engineer Incharge. | [6 empty] | Excess(+) | 1 | Full Conversion | INR
84.01 | 11 KV (E), 3C x150 Sq. mm XLPE Aluminium Armoured cable |  | 30 | Mtr. | 138.32 |  |  | Excess(+) | 1 | Full Conversion | INR | [40 empty] | #VALUE! | #VALUE! | #VALUE!
84.02 | Supplying and making terminations of HT termination kit for the following sizes of HT (E) Aluminium conductor XLPE cables including terminal lugs, insulation tape, heat shrinkable indoor type kit etc. complete as required & approved by the Engineer Incharge. | [6 empty] | Excess(+) | 1 | Full Conversion | INR
84.03 | 11 KV (E), 3C x 150 Sq. mm XLPE Aluminium Armoured cable |  | 4 | Nos. | 17516.15 |  |  | Excess(+) | 1 | Full Conversion | INR | [40 empty] | #VALUE! | #VALUE! | #VALUE!
84.04 | COMPACT SUB-STATION | [6 empty] | Excess(+) | 1 | Full Conversion | INR
84.05 | Design, manufacture, loading, unloading, supply, installation, testing and commissioning of 11kV, 125 kVA Compact unitized Substation, comprising following components interconnected with one another, including required interconnection with cable/ busbar and internal earthing connections complete as required and as per specifications complete. | [6 empty] | Excess(+) | 1 | Full Conversion | INR
84.06 | 11 kV Compact Secondary Sub Station outdoor type designed for natural cooling having type tested equipment comprising distribution transformers, Air insulated compact switchgear having metal enclosed robotically sealed/ welded stainless steel tank , low voltage switchboard, interconnection between HT switchgear & Transformer using single core cables and Transformer to LT switchgear using Al. bus bars/Cables factory built / ready for connection type ,other associated equipment etc. without oil pits complete as required conforming to detailed specification laid down in the tender documents. The enclosure shall have construction using G.I. sheets and shall be painted with powder coated from the exterior. The enclosure for LT switchgear & HT switchgear shall be provided with IP54 ingress protection. The transformer compartment will have IP23 ingress protection having safety door interlock with HT switch. The transformer used shall be specially designed for low losses and shall be hermetically sealed & with corrugated tank. The earthing shall be suitable for 20kA fault current. The combination of CSS shall be as per details given below:- | [6 empty] | Excess(+) | 1 | Full Conversion | INR
84.07 | Description | [6 empty] | Excess(+) | 1 | Full Conversion | INR
84.08 | H.T. PANEL (11KV) | [6 empty] | Excess(+) | 1 | Full Conversion | INR
84.09 | Incoming / Outgoing Circuit Breaker: | [6 empty] | Excess(+) | 1 | Full Conversion | INR
84.1 | 1 No. 11KV, 630Amps. 350mVA Vaccum circuit breaker unit with self-powered electronic over current,short circuit and earth fault relay, fitted with Digital Multi function meter (comprising kWh, kW, kVAr, voltage, ampere, Power factor indications) device as per IEC 61958 and dual core Cast resin type current transformer 20/5A along with LV compartment with V, PF, and TVM. | [6 empty] | Excess(+) | 1 | Full Conversion | INR
84.11 | Epoxy cast resin type potential transformers of ratio 11 KV/ 110 volt,100 VA with HT and LT fuses,connected jumpers/busbars ,LV compartment to incorporate voltmeter as per requirement, including providing Digital Voltmeter (0-12kV) as per requirement. | [6 empty] | Excess(+) | 1 | Full Conversion | INR
84.12 | DC Shnut trip coil | [6 empty] | Excess(+) | 1 | Full Conversion | INR
84.13 | Cable box suitable for 1No. three core 300 sqmm XLPE cables. | [6 empty] | Excess(+) | 1 | Full Conversion | INR
84.14 | Strip heater with thermostat to prevent absorption of moisture. | [6 empty] | Excess(+) | 1 | Full Conversion | INR
84.15 | TRANSFORMER (Oil Type) | [6 empty] | Excess(+) | 1 | Full Conversion | INR
84.16 | 1 No. 11 KV / 0.415 KV, 125 KVA 3 phase , 50 HZ, DYn11 Transformerwith tap range of -10% to +10% with OLTC in steps of 1.25 % for onload operations, oil cooled, outdoor mounting type, hermitically sealed, corrugated wall design low loss as per IS-1180 Level-2 amended upto date with Cu winding and standard fittings. Complete with all auxilary protection etc. as required. | [6 empty] | Excess(+) | 1 | Full Conversion | INR
84.17 | LT Switchboard (MOUNTED INSIDE COMPACT SUBSTATION ENCLOSURE) | [6 empty] | Excess(+) | 1 | Full Conversion | INR
84.18 | Incoming - 200 Amp 4P MCCB, 25 kA (Icu=Ics) , with Microprocessor based O/L, E/F, S/C Relay, Complete with Digital type Multifunctional Meter (V,A,PF,KWH,KVA & KW ) with CTs and control MCB, phase indicating lamps LED type, On/Trip indications. | [6 empty] | Excess(+) | 1 | Full Conversion | INR
84.19 | Four pole SPD class-B at LT incoming breaker | [6 empty] | Excess(+) | 1 | Full Conversion | INR
84.2 | Compact sub-station as described above and as per specifications. |  | 1 | Set | 900000 |  |  | Excess(+) | 1 | Full Conversion | INR | [40 empty] | #VALUE! | #VALUE! | #VALUE!
84.21 | Note- Final rating & various parameter of Equipments, in addition to the specified above shall be selected on the bases of ambient conditions at site, client specific requirements, standards specified in the tender, requirement for the NOC from various statutory authorities, PWD guidelines & as per detail designed stage calculations. | [6 empty] | Excess(+) | 1 | Full Conversion | INR
85 | SUBHEAD - II: MISCELLANEOUS | [6 empty] | Excess(+) | 1 | Full Conversion | INR
85.01 | Supplying and fixing of folloiwng : | [6 empty] | Excess(+) | 1 | Full Conversion | INR
86 | Shock treatment/ restoration charts written in Hindi/ local lenguage and English duly framed and covered with 3.0 mm glass as required. |  | 1 | Set | 350 |  |  | Excess(+) | 1 | Full Conversion | INR | [40 empty] | #VALUE! | #VALUE! | #VALUE!
87 | First Aid Box made of 16 SWG MS Sheet duly painted within inside and outside surfaces with one coate of primer and two coats of synthetic paint of required shade comprising the following minimum but not limited to ,minimum 1 No. band aid bandage 150mm, 1 No. Savlon Soap 30 ml, 1 No bottle Betadine 30 ml, 1 No Packet dressing material etc. as required. |  | 1 | Set | 2000 |  |  | Excess(+) | 1 | Full Conversion | INR | [40 empty] | #VALUE! | #VALUE! | #VALUE!
88 | HT 12 KV rubber gloves as per IS 4770-1991 |  | 1 | Set | 1500 |  |  | Excess(+) | 1 | Full Conversion | INR | [40 empty] | #VALUE! | #VALUE! | #VALUE!
89 | Supplying of Caution Boards manufactured out of 16 SWG, MS sheet of 450mmx 300mm size duly painted white and having `MAN ON LINE' and 'DO NOT SWITCH ON' written in Red complete with hanging arrangement as required and & approved by the Engineer Incharge. |  | 1 | Each | 100 |  |  | Excess(+) | 1 | Full Conversion | INR | [40 empty] | #VALUE! | #VALUE! | #VALUE!
90 | Providing and fixing HT Danger Notice Plate of 250mmx 200mm made of mild steel at least 1.6mm thick and vitreous enamelled, white on both sides and with inscription in letters, figures and conventional signal red colour on front side as required & approved by the Engineer Incharge. |  | 1 | Each | 100 |  |  | Excess(+) | 1 | Full Conversion | INR | [40 empty] | #VALUE! | #VALUE! | #VALUE!
91 | Providing and fixing LT Danger Notice Plate of 200mmx 200mm made of mild steel at least 1.6mm thick and vitreous enamelled, white on both sides and with inscription in letters, figures and conventional signal red colour on front side as required & approved by the Engineer Incharge. |  | 2 | Each | 100 |  |  | Excess(+) | 1 | Full Conversion | INR | [40 empty] | #VALUE! | #VALUE! | #VALUE!
92 | Providing & fixing for GI supports for cables with suitable size of GI angles/ channels in the trenches/ on walls, including cutting, welding etc and applying two coats of red oxide and two coats of synthetic enamelled paint of colour and shade as directed by consultant/ client. Including cutting/ cheiselling in trench/ on walls, fixing the support & making good. The design of the supports shall be done by the contractor and got approved from the consultant/ client before execution etc. complete as required. |  | 100 | KG | 80 |  |  | Excess(+) | 1 | Full Conversion | INR | [40 empty] | #VALUE! | #VALUE! | #VALUE!
93 | SUB HEAD - III - DG SETS & EQUIPMENTS | [6 empty] | Excess(+) | 1 | Full Conversion | INR
94 | Supplying,loading,testing of Silent type with acoustic Diesel Generating set having Prime Power Rating of 100 KVA, 415 volts at 1500 RPM, 0.8 lagging power factor suitable for 50 HZ, 3 phase system including Acoustic Enclosures and as per Latest ammendments of MOEF and CPCB.The DG sets shall be suitable for being overloaded upto 10% of the rated capacity for 1 hour in every 12 hours and consisting of the followings: The DG set shall be suitable for 0.8 loading factor according to the chart/ bars as per IS 8528 | [6 empty] | Excess(+) | 1 | Full Conversion | INR
94.01 | DIESEL ENGINE: | [6 empty] | Excess(+) | 1 | Full Conversion | INR
94.02 | Diesel engine 4 stroke radiator fan cooled , electric start, of suitable BHP at 1500 RPM suitable for above output of alternator at 40 Degree C, 50%RH & at 1000 MSL and conforming to BS 5514, BS 649, IS 10000, capable of taking 10% over loading for one hour after 12 hours of continuous operation. The engine will be fitted complete with all the required accessories | [6 empty] | Excess(+) | 1 | Full Conversion | INR
94.03 | Type: Multi-cylinder radiator cooled , Turbo charged with charge air cooling. | [6 empty] | Excess(+) | 1 | Full Conversion | INR
94.04 | Fuel injection :Electronic unit injection | [6 empty] | Excess(+) | 1 | Full Conversion | INR
94.05 | Engine Starting : Battery starting. | [6 empty] | Excess(+) | 1 | Full Conversion | INR
94.06 | Starting position : Universal. Auto/Manual | [6 empty] | Excess(+) | 1 | Full Conversion | INR
94.07 | The Engines shall include: • Flywheel with guard. • Flexible connection. • Bellow / expansion joints • Air cleaner • Blower fan • Electronic governor with electronic fuel injection system • Fuel and lube oil filters and pumps • Day Fuel tank with visual level indicators etc. • Silencer as per latest ammendments of MOEF/CPCB asnd as per tender documents • Safety controls • Instrument panel • Exhaust piping to let out the exhaust at mandatory height above the canopy including support arrangement and insulation with cladding inside the canopy etc. | [6 empty] | Excess(+) | 1 | Full Conversion | INR
94.08 | ALTERNATOR; | [6 empty] | Excess(+) | 1 | Full Conversion | INR
94.09 | Synchronous alternator rated at 100 KVA, 415 volts at 1500 RPM, 3 phase 50 HZ, AC supply with 0.8 lagging power factor at 40 Degree C, 50% RH & at 1000 Metre MSL.The alternator shall be having SPDP enclosure, brushless, continuous duty, self excited & self-regulated through AVR conforming to IS : 4722/BS 2613 suitable for tropical condition and with class-H insulation. | [6 empty] | Excess(+) | 1 | Full Conversion | INR
94.1 | Type : Brushless. | [6 empty] | Excess(+) | 1 | Full Conversion | INR
94.11 | Actual Power 100 KVA at 40 deg C. | [6 empty] | Excess(+) | 1 | Full Conversion | INR
94.12 | Frequency : 50 Cycles/sec. | [6 empty] | Excess(+) | 1 | Full Conversion | INR
94.13 | Supply system :3 phases & neutral | [6 empty] | Excess(+) | 1 | Full Conversion | INR
94.14 | Rated rpm. : 1500 rpm. | [6 empty] | Excess(+) | 1 | Full Conversion | INR
94.15 | Casing protection : As per IP-23 | [6 empty] | Excess(+) | 1 | Full Conversion | INR
94.16 | Insulation : Class `H'. | [6 empty] | Excess(+) | 1 | Full Conversion | INR
94.17 | Power factor : 0.8. | [6 empty] | Excess(+) | 1 | Full Conversion | INR
94.18 | Controller : Type woodward/pcc1.1/EMCP without synchornization operations | [6 empty] | Excess(+) | 1 | Full Conversion | INR
94.19 | ACCESSORIES: | [6 empty] | Excess(+) | 1 | Full Conversion | INR
94.2 | The Diesel Engine shall be equipped with minimum following/ as indicated in the specifications, devices/ accessories built-in type including all standard fittings. | [6 empty] | Excess(+) | 1 | Full Conversion | INR
94.21 | Fuel supply pump with manual venting pump. | [6 empty] | Excess(+) | 1 | Full Conversion | INR
94.22 | Turbo charger with air filter (dry/oil bath type) and damper. | [6 empty] | Excess(+) | 1 | Full Conversion | INR
94.23 | Charge air cooler. | [6 empty] | Excess(+) | 1 | Full Conversion | INR
94.24 | Suction fuel filter | [6 empty] | Excess(+) | 1 | Full Conversion | INR
94.25 | Lube oil filter. | [6 empty] | Excess(+) | 1 | Full Conversion | INR
94.26 | Hour meter and RPM indicator. | [6 empty] | Excess(+) | 1 | Full Conversion | INR
94.27 | Battery Starting Mechanism. | [6 empty] | Excess(+) | 1 | Full Conversion | INR
94.28 | Instrument/Indication panel complete with the followings; | [6 empty] | Excess(+) | 1 | Full Conversion | INR
94.29 | a) Starting Switch with key. | [6 empty] | Excess(+) | 1 | Full Conversion | INR
94.3 | b) Lub. Oil Temp. gauge. | [6 empty] | Excess(+) | 1 | Full Conversion | INR
94.31 | c) Lub. Oil pressure gauge. | [6 empty] | Excess(+) | 1 | Full Conversion | INR
94.32 | d) Water Temp. gauge. | [6 empty] | Excess(+) | 1 | Full Conversion | INR
94.33 | Common base/foundation frame. | [6 empty] | Excess(+) | 1 | Full Conversion | INR
94.34 | Automatic voltage regulator (AVR). | [6 empty] | Excess(+) | 1 | Full Conversion | INR
94.35 | Daily service fuel tank of 250/ 300 liters capacity(as per manufacturers) fabricated out of CRC 3 mm thick MS sheet complete with all standard accessories and fuel piping between fuel tank and diesel engine with MS Class C pipe of suitable dia. complete with valves, level indication, flow switch & twin fuel filters with fuel injectors with potential free contacts for giving signal to third party system and accessories as required as per specifications. | [6 empty] | Excess(+) | 1 | Full Conversion | INR
94.36 | Anti vibration pads | [6 empty] | Excess(+) | 1 | Full Conversion | INR
94.37 | 12/24V DC Starting system comprising of starter motors: Voltage regulator and arrangement for initial excitation complete with suitable nos. of batteries (-nos. x ,180 Amp. Hour capacity maintenance free or as per manufacturer standards ) for minimum 6 no. consecutive starts as required as per specifications. | [6 empty] | Excess(+) | 1 | Full Conversion | INR
94.38 | The cost of initial charge of lubricants, coolant & first filling of fuel etc. shall be included . | [6 empty] | Excess(+) | 1 | Full Conversion | INR
94.39 | Dry exhaust mainfold of suitable dia, welded blank MS C Class pipe confirming to IS:3589 cut to required lengths (max. 2 mtrs) and installed with necessary bends, supports and clamps, anti-vibration mountings, insulation of exhaust system with mineral wool/Rockwool, 50mm thick wire mesh and aluminium caldding etc. Flexible stainless steel below as required as per specifications with critical grade type exhaust silencer. | [6 empty] | Excess(+) | 1 | Full Conversion | INR
94.4 | 1 No. of 160 Amp. 4P 25kA, MCCB microprocessor based complete with metering, indications and relays as required. | [6 empty] | Excess(+) | 1 | Full Conversion | INR
94.41 | The Acoustic Enclosure, fabricated from high quality sheet steel of minimum 2 mm thickness finished with powder coating shall be of weather proof construction, designed to reduce noise level to maximum 75 dB at 1 m distance. | [6 empty] | Excess(+) | 1 | Full Conversion | INR
94.42 | Diesel Generating set (100 KVA) as described above. |  | 1 | Set | 1050000 |  |  | Excess(+) | 1 | Full Conversion | INR | [40 empty] | #VALUE! | #VALUE! | #VALUE!
95 | Providing and fixing in position mild steel exhaust pipe complete with fittings, supports (angels & channels), cutting, bending, welding, 75 mm thick 48 kg/ cu.m density, mineral wool or equal insulation covered with 24 SWG. Aluminium sheet cladding etc. complete as required & approved by the Engineer Incharge. | [6 empty] | Excess(+) | 1 | Full Conversion | INR
95.01 | 100 mm dia class 'B' |  | 20 | Mtr. | 1150 |  |  | Excess(+) | 1 | Full Conversion | INR | [40 empty] | #VALUE! | #VALUE! | #VALUE!
96 | Providing & fixing for MS support structure for exhaust fume pipes from DG Sets along horizontal and vertical runs upto the height (as per CPCB norms) including cutting, welding etc and applying two coats of red oxide and two coats of synthetic enameled paint of colour and shade as directed by consultant. The design of the support structure shall be done by the contractor and shall be as per CPCB norms approved , also to get the approval from the client/ consultant before execution etc. as required. |  | 500 | KG | 80 |  |  | Excess(+) | 1 | Full Conversion | INR | [40 empty] | #VALUE! | #VALUE! | #VALUE!
97 | SANITARY FIXTURE & FITTINGS | BI01010001010000000000000515BI0100001219 | [5 empty] | Excess(+) | 1 | Full Conversion | INR
98 | Supplying all materials, labour,T&Pand providing and fixing to wall or ceiling and floor pvc pipes conforming to CPVC (Sch-80) and pipe fittings of the following nominal bore with clamps including making good the wall, ceiling and floor all complete as per specification and direction of the Engineer in charge. | BI01010001010000000000000515BI0100001220 | [5 empty] | Excess(+) | 1 | Full Conversion | INR
98.01 | W.C. pan with ISI marked black solid plastic seat and lid. | BI01010001010000000000000515BI0100001221 | 18 | Mtr | 4300.1 |  |  | Excess(+) | 1 | Full Conversion | INR | [40 empty] | #VALUE! | #VALUE! | #VALUE!
99 | Providing and fixing P.V.C. waste pipe for sink or wash basin including P.V.C. waste fittings complete as directed by Engineer in Charge. | BI01010001010000000000000515BI0100001222 | [5 empty] | Excess(+) | 1 | Full Conversion | INR
99.01 | Flexible pipe 40mm dia | BI01010001010000000000000515BI0100001223 | 19 | Each | 130 |  |  | Excess(+) | 1 | Full Conversion | INR | [40 empty] | #VALUE! | #VALUE! | #VALUE!
99.02 | Providing and fixing wash basin with C.I. brackets,15 mm C.P. brass pillar taps, 32 mm. C.P. brass waste of standard pattern, including painting of fittings and brackets, cutting and making good the walls wherever required as directed by Engineer in Charge. | BI01010001010000000000000515BI0100001224 | 9 | Each | 5162.2 |  |  | Excess(+) | 1 | Full Conversion | INR | [40 empty] | #VALUE! | #VALUE! | #VALUE!
100 | Providing and fixing wash basin with C.I. brackets,15 mm C.P. brass pillar taps, 32 mm. C.P. brass waste of standard pattern, including painting of fittings and brackets, cutting and making good the walls wherever required as directed by Engineer in Charge. | BI01010001010000000000000515BI0100001225 | [5 empty] | Excess(+) | 1 | Full Conversion | INR
100.01 | White Vitreous China Wash basin size 550x400 mm with a pair of 15 mm C.P. brass pillar taps. | BI01010001010000000000000515BI0100001226 | 1 | Each | 3424.4 |  |  | Excess(+) | 1 | Full Conversion | INR | [40 empty] | #VALUE! | #VALUE! | #VALUE!
100.02 | White Vitreous China Wash basin size 550x400 mm with single of 15 mm C.P. brass pillar tap. | BI01010001010000000000000515BI0100001227 | 19 | Each | 3424.4 |  |  | Excess(+) | 1 | Full Conversion | INR | [40 empty] | #VALUE! | #VALUE! | #VALUE!
101 | Providing and fixing Stainless Steel A ISI 304 (18/8) kitchen sink as per IS:13983 with C.I. brackets and stainless steel plug 40 mm, including painting of fittings and brackets, cutting and making good the walls wherever required as directed by Engineer in Charge. | BI01010001010000000000000515BI0100001228 | [5 empty] | Excess(+) | 1 | Full Conversion | INR
101.01 | Kitchen sink with drain board 510x1040 mm bowl depth 250 mm | BI01010001010000000000000515BI0100001229 | 1 | Each | 9574.6 |  |  | Excess(+) | 1 | Full Conversion | INR | [40 empty] | #VALUE! | #VALUE! | #VALUE!
102 | Providing and fixing 600x450mm bevelled edge mirror of superior glass (of approved quality) complete with 6 mm thick hard board ground fixed to wooden cleats with C.P. brass screws and washers complete as directed by Engineer in Charge. | BI01010001010000000000000515BI0100001230 | 19 | Each | 642.9 |  |  | Excess(+) | 1 | Full Conversion | INR | [40 empty] | #VALUE! | #VALUE! | #VALUE!
103 | Providing and fixing toilet paper holder: C.P brass | BI01010001010000000000000515BI0100001231 | 18 | Mtr | 630.4 |  |  | Excess(+) | 1 | Full Conversion | INR | [40 empty] | #VALUE! | #VALUE! | #VALUE!
104 | Providing and fixing PTMT Bottle Trap for Wash basin and sink as directed by Engineer in Charge. | BI01010001010000000000000515BI0100001232 | [5 empty] | Excess(+) | 1 | Full Conversion | INR
104.01 | Bottle trap 31mm single piece moulded with height of 270 mm, effective length of tail pipe 260 mm from the centre of the waste coupling, 77 mm breadth with 25 mm minimum water seal, weighing not less than 260 gms | BI01010001010000000000000515BI0100001233 | 16 | Sqm | 293.95 |  |  | Excess(+) | 1 | Full Conversion | INR | [40 empty] | #VALUE! | #VALUE! | #VALUE!
105 | Bottle trap 38 mm single piece moulded with height of 270 mm, effective length of tail pipe 260 mm from the centre of the waste coupling, 77 mm breadth with 25 mm minimum water seal, weighing not less than 263 gms | BI01010001010000000000000515BI0100001234 | 9 | Sqm | 305.55 |  |  | Excess(+) | 1 | Full Conversion | INR | [40 empty] | #VALUE! | #VALUE! | #VALUE!
106 | Providing and fixing PTMT liquid soap container 109 mm wide, 125 mm high and 112 mm distance from wall of standard shape with bracket of the same materials with snap fittings of approved quality and colour, weighing not less than 105 gms. as directed by Engineer in Charge. | BI01010001010000000000000515BI0100001235 | 19 | Each | 504.4 |  |  | Excess(+) | 1 | Full Conversion | INR | [40 empty] | #VALUE! | #VALUE! | #VALUE!
107 | Providing and fixing PTMT towel ring trapezoidal shape 215 mm long, 200 mm wide with minimum distances of 37 mm from wall face with concealed fittings arrangement of approved quality and colour, weighing not less than 88 gms. | BI01010001010000000000000515BI0100001236 | 19 | Each | 484.6 |  |  | Excess(+) | 1 | Full Conversion | INR | [40 empty] | #VALUE! | #VALUE! | #VALUE!
108 | Providing and fixing stone slab table rubbed, edges rounded and polished of size 75x50 cm deep and 1.8 cm thick fixed in urinal partitions by cutting a chase of appropriate width with chase cutter and embedding the stone in the chase with epoxy grout or with cement concrete 1:2:4 (1cement :2 coarse sand :4 graded stone aggregate 6mm nominal size) as per direction of Engineer -in - charge and finished smooth. | BI01010001010000000000000515BI0100001237 | [5 empty] | Excess(+) | 1 | Full Conversion | INR
108.01 | White Agaria Marble stone | BI01010001010000000000000515BI0100001238 | 20 | Each | 2831.95 |  |  | Excess(+) | 1 | Full Conversion | INR | [40 empty] | #VALUE! | #VALUE! | #VALUE!
109 | Providing and fixing PTMT soap Dish Holder having length of 138mm,breadth 102mm, height of 75mm with concealed fitting arrangements,weighing not less than 106 gms as directed by Engineer in Charge. | BI01010001010000000000000515BI0100001239 | 19 | Each | 200.7 |  |  | Excess(+) | 1 | Full Conversion | INR | [40 empty] | #VALUE! | #VALUE! | #VALUE!
110 | Providing and fixing C.P. brass angle valve for basin mixer and geyser points of approved quality conforming to IS:8931 and etc complete as directed by Engineer in Charge. | BI01010001010000000000000515BI0100001240 | [5 empty] | Excess(+) | 1 | Full Conversion | INR
110.01 | 15 mm nominal bore | BI01010001010000000000000515BI0100001241 | 68 | Each | 619.7 |  |  | Excess(+) | 1 | Full Conversion | INR | [40 empty] | #VALUE! | #VALUE! | #VALUE!
111 | Providing and fixing C.P. brass bib cock of approved quality conforming to IS:8931 etc complete and as directed by Engineer in Charge. | BI01010001010000000000000515BI0100001242 | [5 empty] | Excess(+) | 1 | Full Conversion | INR
111.01 | 15 mm nominal bore | BI01010001010000000000000515BI0100001243 | 18 | Each | 622 |  |  | Excess(+) | 1 | Full Conversion | INR | [40 empty] | #VALUE! | #VALUE! | #VALUE!
112 | Providing and fixing jet spray consisting of jet spray, triangular spacer attached with toilet seat hinges, C.P. brass angle stop cock with PVC/C.P brass flexible pipe, wall flange complete as required etc complete and as directed by Engineer in Charge. | BI01010001010000000000000515BI0100001244 | 18 | Nos | 929.9 |  |  | Excess(+) | 1 | Full Conversion | INR | [40 empty] | #VALUE! | #VALUE! | #VALUE!
113 | Providing and fixing C.P. brass cast twin coat hooks fixed to wall/door with wooden cleats and S.S screws including cutting holes in wall and making good the wall wherever required etc complete and as directed by Engineer in Charge. | BI01010001010000000000000515BI0100001245 | 18 | Nos | 330 |  |  | Excess(+) | 1 | Full Conversion | INR | [40 empty] | #VALUE! | #VALUE! | #VALUE!
114 | INTERNAL DRAINAGE (SOIL,WASTE,RAIN WATER PIPES) | BI01010001010000000000000515BI0100001246 | [5 empty] | Excess(+) | 1 | Full Conversion | INR
115 | Providing, fixing, testing and commissioning of UPVC SWR pipe type 'B' conforms to IS : 13592-1992 with all fittings such as bends, tees, elbow, 'Y', offset, cleaning pipe door, clamps etc. conforming to IS:14735-1999 and steel structural supports etc. including cutting the floors, walls and making good the same in cement concrete 1:2:4 & cement mortar 1:4. The wall thickness of pipe and technical characteristic conforms to IS : 13592-1992 type 'B'. The fitting dimension conforming to IS : 14735-1999. The jointing to be completed with rubber ring joint/solvent weld joint as required/applicable etc complete and as directed by Engineer in Charge. | BI01010001010000000000000515BI0100001247 | [5 empty] | Excess(+) | 1 | Full Conversion | INR
115.01 | 110 mm (OD) | BI01010001010000000000000515BI0100001248 | 260 | RM | 597 |  |  | Excess(+) | 1 | Full Conversion | INR | [40 empty] | #VALUE! | #VALUE! | #VALUE!
116 | Providing and laying cement concrete 1:2:4 mix (1 cement :2 coarse sand :4 graded stone aggregate, 20 mm down gauge) 75 mm in bed and all around UPVC SWR soil & waste pipes under floor, including shuttering and necessary reinforcement etc. complete in all respects etc complete and as directed by Engineer in Charge. | BI01010001010000000000000515BI0100001249 | [5 empty] | Excess(+) | 1 | Full Conversion | INR
116.01 | 110 mm (OD) | BI01010001010000000000000515BI0100001250 | 170 | RM | 350 |  |  | Excess(+) | 1 | Full Conversion | INR | [40 empty] | #VALUE! | #VALUE! | #VALUE!
117 | Providing, fixing, testing and commissioning of UPVC 'P' trap/floor trap/urinal trap of self cleansing design having 50 mm water seal with or without horn conforming to IS : 14735-1999 including setting with cement concrete 1:2:4 (1 cement : 2 coarse sand : 4 hard stone ballast 20 mm nominal size) including cost of cutting and making good the walls & floors wherever required etc complete and as directed by Engineer in Charge. | BI01010001010000000000000515BI0100001251 | [5 empty] | Excess(+) | 1 | Full Conversion | INR
117.01 | 110 mm inlet x110 mm outlet. | BI01010001010000000000000515BI0100001252 | 30 | Each | 370.7 |  |  | Excess(+) | 1 | Full Conversion | INR | [40 empty] | #VALUE! | #VALUE! | #VALUE!
118 | Providing, fixing, testing and commissioning of UPVC inlet fittings (hopper) receive waste from fixture waste with maximum 3 inlets 40, 50 & 63 mm OD size, fabricated from 110 OD UPVC SWR pipe, UPVC sockets, fixed to UPVC traps including solvent weld joint/rubber ring joint, complete with all civil work set in cement concreate 1:2:4 as required including cost of cutting and making good the walls & floors wherever required etc complete and as directed by Engineer in Charge. | BI01010001010000000000000515BI0100001253 | 10 | Each | 400 |  |  | Excess(+) | 1 | Full Conversion | INR | [40 empty] | #VALUE! | #VALUE! | #VALUE!
119 | Providing, fixing, testing and commissioning of UPVC cleanout plug conforming to IS : 14735-1999 complete with all fitting; accessories and civil work etc complete and as directed by Engineer in Charge. | BI01010001010000000000000515BI0100001254 | [5 empty] | Excess(+) | 1 | Full Conversion | INR
119.01 | 110 mm OD | BI01010001010000000000000515BI0100001255 | 5 | Each | 91.8 |  |  | Excess(+) | 1 | Full Conversion | INR | [40 empty] | #VALUE! | #VALUE! | #VALUE!
120 | Providing, fixing, testing and commissioning of UPVC waste Pipe conforming to IS : 4985-2000 class III including all moulding fittings conforming to IS : 7834 (Part-1 - Part -7) 1987 such as tees, bends, reducers, coupling, adopters etc. solvent welded joint as per manufacturer recommendation including cutting and making good the walls, floors, R.C.C. work etc. (For fixtures waste) etc complete and as directed by Engineer in Charge. | BI01010001010000000000000515BI0100001256 | [5 empty] | Excess(+) | 1 | Full Conversion | INR
120.01 | 40 mm (OD) | BI01010001010000000000000515BI0100001263 | 40 | RM | 77.8 |  |  | Excess(+) | 1 | Full Conversion | INR | [40 empty] | #VALUE! | #VALUE! | #VALUE!
120.02 | 50 mm (OD) | BI01010001010000000000000515BI0100001274 | 25 | RM | 115.7 |  |  | Excess(+) | 1 | Full Conversion | INR | [40 empty] | #VALUE! | #VALUE! | #VALUE!
120.03 | 63 mm (OD) | BI01010001010000000000000515BI0100001278 | 10 | RM | 183.8 |  |  | Excess(+) | 1 | Full Conversion | INR | [40 empty] | #VALUE! | #VALUE! | #VALUE!
121 | Providing and fixing UPVC floor drain including all fitting and accessories fixed in cement mortar complete in all respect etc complete and as directed by Engineer in Charge. | BI01010001010000000000000515BI0100001279 | [5 empty] | Excess(+) | 1 | Full Conversion | INR
121.01 | 75 mm OD x 63 mm OD | BI01010001010000000000000515BI0100001280 | 1 | RM | 127 |  |  | Excess(+) | 1 | Full Conversion | INR | [40 empty] | #VALUE! | #VALUE! | #VALUE!
121.02 | 110 mm OD x 63 mm OD | BI01010001010000000000000515BI0100001281 | 10 | RM | 127 |  |  | Excess(+) | 1 | Full Conversion | INR | [40 empty] | #VALUE! | #VALUE! | #VALUE!
122 | Providing and fixing straight/offset type flexible single body push fit type WC Pan Connector with factory supplied seal guard with integrated single mould sealing fins made of flexible EVA Body, including bush/adaptor for use with CI Pipe as supplied with Pan Connector (For European water closet) etc complete and as directed by Engineer in Charge. | BI01010001010000000000000515BI0100001282 | 18 | Each | 722 |  |  | Excess(+) | 1 | Full Conversion | INR | [40 empty] | #VALUE! | #VALUE! | #VALUE!
123 | Providing, fixing, testing and commissioning of UPVC rain water pipes (IS : 4985-1983 class-III ) including injection moulded fittings (heavy duty) (plain or door) e.g. bends, junction, cowls, tees, offsets, access pieces etc. Clamps/Supports jointing with rubber ring/solvent cement joints including cutting chase or holes in walls and floors and making good as required at Site [For Balcony Drain + Terrace Rain Water Downtake Pipe] etc complete and as directed by Engineer in Charge. | BI01010001010000000000000515BI0100001283 | [5 empty] | Excess(+) | 1 | Full Conversion | INR
123.01 | 90 OD | BI01010001010000000000000515BI0100001284 | 5 | RM | 858 |  |  | Excess(+) | 1 | Full Conversion | INR | [40 empty] | #VALUE! | #VALUE! | #VALUE!
123.02 | 110 OD | BI01010001010000000000000515BI0100001285 | 85 | RM | 1213 |  |  | Excess(+) | 1 | Full Conversion | INR | [40 empty] | #VALUE! | #VALUE! | #VALUE!
124 | Providing and laying cement concrete 1:2:4 mix (1 cement :2 coarse sand :4 graded stone aggregate, 20 mm down gauge) 75 mm thick in bed and all around UPVC Rain water pipes burried/ under floor, including shuttering and centering for complete in all respects etc complete and as directed by Engineer in Charge. | BI01010001010000000000000515BI0100001286 | [5 empty] | Excess(+) | 1 | Full Conversion | INR
124.01 | 110 OD | BI01010001010000000000000515BI0100001287 | 10 | RM | 250 |  |  | Excess(+) | 1 | Full Conversion | INR | [40 empty] | #VALUE! | #VALUE! | #VALUE!
125 | Providing, fixing to the inlet mouth of rain water pipe PVC grating / Jali of following size including all fitting and accessories including civil work etc complete and as directed by Engineer in Charge. | BI01010001010000000000000515BI0100001288 | [5 empty] | Excess(+) | 1 | Full Conversion | INR
125.01 | 200 mm x 200 mm size (for Terrace Rain Water) | BI01010001010000000000000515BI0100001289 | 7 | RM | 400 |  |  | Excess(+) | 1 | Full Conversion | INR | [40 empty] | #VALUE! | #VALUE! | #VALUE!
126 | Providing and fixing in position stainless steel cockroch trap consisting of 0.45 mm thick inner and outer cup and 1.00 mm thick top grating (Jali) with ring to be fixed inside C.I. or uPVC ‘P’ traps with cement concrete. (For Kitchen ) etc complete and as directed by Engineer in Charge. | BI01010001010000000000000515BI0100001290 | 1 | Each | 2331 |  |  | Excess(+) | 1 | Full Conversion | INR | [40 empty] | #VALUE! | #VALUE! | #VALUE!
127 | Providing & fixing 1 mm thick stainless steel grating with rim of approved design including setting in floor with cement mortar. (For Floor Drain) etc complete and as directed by Engineer in Charge. | BI01010001010000000000000515BI0100001291 | [5 empty] | Excess(+) | 1 | Full Conversion | INR
127.01 | 125 mm dia | BI01010001010000000000000515BI0100001293 | 10 | Each | 731 |  |  | Excess(+) | 1 | Full Conversion | INR | [40 empty] | #VALUE! | #VALUE! | #VALUE!
128 | Providing & fixing rain water `Khurras' size 450x450 mm required depth with lead flashing around the pipe with one piece lead sheet of 3 mm thick set on a layer of cold bitumen. Including Heavy duty CI/MS grating as per drawing complete as required etc complete and as directed by Engineer in Charge. | BI01010001010000000000000515BI0100001295 | 7 | Each | 297.6 |  |  | Excess(+) | 1 | Full Conversion | INR | [40 empty] | #VALUE! | #VALUE! | #VALUE!
129 | Providing and fixing M.S structural work fabricated from standard sections e.g. M.S. rounds, angles, channels, plates including cutting to size, welding, drilling with concrete drilling bits and fixing dash fasteners in RCC structural members as directed by Engineer-in-charge including cutting and making good the walls, ceilings and floors (for all types of pipe supports, clamps, etc.) complete as directed by the Engineer in charge. | BI01010001010000000000000515BI0100001297 | 100 | KG | 130 |  |  | Excess(+) | 1 | Full Conversion | INR | [40 empty] | #VALUE! | #VALUE! | #VALUE!
130 | Providing,Fixing,testing and commissioning storage type (pressurised type) electric hot water heater copper. sheet container, 25 mm thick insulation, stove enamelled M.S. jacket thermostatically controlled immersion heater with pilot neon lamp, suitable length of electrical cable and 15 amp 3 pin plug top, complete in all respect including testing etc complete and as directed by Engineer in Charge. | BI01010001010000000000000515BI0100001298 | [5 empty] | Excess(+) | 1 | Full Conversion | INR
130.01 | 25 litres capacity | BI01010001010000000000000515BI0100001300 | 1 | Each | 10699 |  |  | Excess(+) | 1 | Full Conversion | INR | [40 empty] | #VALUE! | #VALUE! | #VALUE!
131 | WATER SUPPLY INTERNAL & EXTERNAL | BI01010001010000000000000515BI0100001302 | [5 empty] | Excess(+) | 1 | Full Conversion | INR
132 | Providing and fixing Chlorinated Polyvinyl Chloride (CPVC) pipes, having thermal stability for hot & cold water supply, including all CPVC plain & brass threaded fittings, including fixing the pipe with clamps at 1.00 m spacing. This includes jointing of pipes & fittings with one step CPVC solvent cement and testing of joints complete as per direction of Engineer in Charge. Internal work - Exposed on wall | BI01010001010000000000000515BI0100001303 | [5 empty] | Excess(+) | 1 | Full Conversion | INR
132.01 | 20 mm nominal outer dia Pipes | BI01010001010000000000000515BI0100001304 | 15 | Meter | 195.5 |  |  | Excess(+) | 1 | Full Conversion | INR | [40 empty] | #VALUE! | #VALUE! | #VALUE!
132.02 | 25 mm nominal outer dia Pipes | BI01010001010000000000000515BI0100001305 | 20 | Meter | 254.8 |  |  | Excess(+) | 1 | Full Conversion | INR | [40 empty] | #VALUE! | #VALUE! | #VALUE!
132.03 | 32 mm nominal outer dia Pipes | BI01010001010000000000000515BI0100001306 | 5 | Meter | 352.3 |  |  | Excess(+) | 1 | Full Conversion | INR | [40 empty] | #VALUE! | #VALUE! | #VALUE!
132.04 | 40 mm nominal outer dia Pipes | BI01010001010000000000000515BI0100001307 | 5 | Meter | 487.3 |  |  | Excess(+) | 1 | Full Conversion | INR | [40 empty] | #VALUE! | #VALUE! | #VALUE!
133 | Providing and fixing Chlorinated Polyvinyl Chloride (CPVC) pipes, having thermal stability for hot & cold water supply, including all CPVC plain & brass threaded fittings, i/c fixing the pipe with clamps at 1.00 m spacing. This includes jointing of pipes & fittings with one step CPVC solvent cement and the cost of cutting chases and making good the same including testing of joints complete as per direction of Engineer in Charge. Concealed work, including cutting chases and making good the walls etc. | BI01010001010000000000000515BI0100001308 | [5 empty] | Excess(+) | 1 | Full Conversion | INR
133.01 | 15 mm nominal outer dia Pipes | BI01010001010000000000000515BI0100001309 | 80 | Meter | 285.1 |  |  | Excess(+) | 1 | Full Conversion | INR | [40 empty] | #VALUE! | #VALUE! | #VALUE!
133.02 | 20 mm nominal outer dia Pipes | BI01010001010000000000000515BI0100001310 | 30 | Meter | 344.3 |  |  | Excess(+) | 1 | Full Conversion | INR | [40 empty] | #VALUE! | #VALUE! | #VALUE!
133.03 | 25 mm nominal outer dia Pipes | BI01010001010000000000000515BI0100001311 | 25 | Meter | 403.6 |  |  | Excess(+) | 1 | Full Conversion | INR | [40 empty] | #VALUE! | #VALUE! | #VALUE!
133.04 | 32 mm nominal outer dia Pipes | BI01010001010000000000000515BI0100001312 | 5 | Meter | 501.1 |  |  | Excess(+) | 1 | Full Conversion | INR | [40 empty] | #VALUE! | #VALUE! | #VALUE!
133.05 | 40 mm nominal outer dia Pipes | BI01010001010000000000000515BI0100001313 | 30 | Meter | 636.1 |  |  | Excess(+) | 1 | Full Conversion | INR | [40 empty] | #VALUE! | #VALUE! | #VALUE!
134 | Providing and fixing GI pipes complete with GI fittings and clamps, including cutting and making good the walls etc complete and as directed by Engineer in Charge. Internal work - Exposed on wall (Terrace & Shaft) | BI01010001010000000000000515BI0100001314 | [5 empty] | Excess(+) | 1 | Full Conversion | INR
134.01 | 15 mm dia, nominal bore | BI01010001010000000000000515BI0100001315 | 5 | Meter | 200.8 |  |  | Excess(+) | 1 | Full Conversion | INR | [40 empty] | #VALUE! | #VALUE! | #VALUE!
134.02 | 20 mm dia, nominal bore | BI01010001010000000000000515BI0100001316 | 5 | Meter | 246.1 |  |  | Excess(+) | 1 | Full Conversion | INR | [40 empty] | #VALUE! | #VALUE! | #VALUE!
134.03 | 32 mm dia, nominal bore | BI01010001010000000000000515BI0100001317 | 70 | Meter | 415.4 |  |  | Excess(+) | 1 | Full Conversion | INR | [40 empty] | #VALUE! | #VALUE! | #VALUE!
134.04 | 40 mm dia, nominal bore | BI01010001010000000000000515BI0100001318 | 15 | Meter | 501.4 |  |  | Excess(+) | 1 | Full Conversion | INR | [40 empty] | #VALUE! | #VALUE! | #VALUE!
134.05 | 50 mm dia, nominal bore | BI01010001010000000000000515BI0100001319 | 30 | Meter | 676.6 |  |  | Excess(+) | 1 | Full Conversion | INR | [40 empty] | #VALUE! | #VALUE! | #VALUE!
134.06 | 65 mm dia, nominal bore | BI01010001010000000000000515BI0100001320 | 35 | Meter | 689.6 |  |  | Excess(+) | 1 | Full Conversion | INR | [40 empty] | #VALUE! | #VALUE! | #VALUE!
135 | Providing and fixing forged brass nickel plated lever operated ball valve of full flow with forged brass hard chrome plated ball with min. working pressure of 15 Kg/cm2. Lever should be anti rust coating, complete in all respects etc complete and as directed by Engineer in Charge. | BI01010001010000000000000515BI0100001321 | [5 empty] | Excess(+) | 1 | Full Conversion | INR
135.01 | 15 mm dia | BI01010001010000000000000515BI0100001322 | 3 | Each | 593.1 |  |  | Excess(+) | 1 | Full Conversion | INR | [40 empty] | #VALUE! | #VALUE! | #VALUE!
135.02 | 20 mm dia | BI01010001010000000000000515BI0100001323 | 2 | Each | 798.7 |  |  | Excess(+) | 1 | Full Conversion | INR | [40 empty] | #VALUE! | #VALUE! | #VALUE!
135.03 | 25 mm dia | BI01010001010000000000000515BI0100001324 | 3 | Each | 1143.6 |  |  | Excess(+) | 1 | Full Conversion | INR | [40 empty] | #VALUE! | #VALUE! | #VALUE!
135.04 | 32 mm dia | BI01010001010000000000000515BI0100001325 | 13 | Each | 1881.9 |  |  | Excess(+) | 1 | Full Conversion | INR | [40 empty] | #VALUE! | #VALUE! | #VALUE!
135.05 | 40 mm dia | BI01010001010000000000000515BI0100001327 | 4 | Each | 2761.2 |  |  | Excess(+) | 1 | Full Conversion | INR | [40 empty] | #VALUE! | #VALUE! | #VALUE!
136 | Providing, fixing , testing and commissioning water meter with direct reading dial in KL with all necessary fitting such as threaded pieces, unions pressure gauge, isolation cock, flanges piece for future removal, flanges / unions complete with all necessary testing charges and obtaining test certificates from municipal authorities, on following size pipe lines (1 no. strainer shall be provided at inlet & outlet and cost shall be inclusive for the same). The meter shall comply to ISO 4064 standard, feasible for class B or Class A installation etc complete and as directed by Engineer in Charge. | BI01010001010000000000000515BI0100001328 | [5 empty] | Excess(+) | 1 | Full Conversion | INR
136.01 | 32 mm nominal bore | BI01010001010000000000000515BI0100001331 | 1 | Each | 8044 |  |  | Excess(+) | 1 | Full Conversion | INR | [40 empty] | #VALUE! | #VALUE! | #VALUE!
137 | Providing & fixing Auto Air vent for cold water supply risers, suitable for pressure not less than 15 Kg/Sq.cm etc complete and as directed by Engineer in Charge. | BI01010001010000000000000515BI0100001332 | [5 empty] | Excess(+) | 1 | Full Conversion | INR
137.01 | 15 mm nominal bore | BI01010001010000000000000515BI0100001333 | 4 | Each | 1412.3 |  |  | Excess(+) | 1 | Full Conversion | INR | [40 empty] | #VALUE! | #VALUE! | #VALUE!
138 | Providing & fixing gun metal horizontal / vertical non return valve conforming to IS 778 and tested to a pressure not less than 15 Kg/Sqcm, Including rubber gasket, flanges, union, nuts, bolts & washers complete as required etc complete and as directed by Engineer in Charge. | BI01010001010000000000000515BI0100001334 | [5 empty] | Excess(+) | 1 | Full Conversion | INR
138.01 | 32 mm dia | BI01010001010000000000000515BI0100001335 | 2 | mtr | 1413.1 |  |  | Excess(+) | 1 | Full Conversion | INR | [40 empty] | #VALUE! | #VALUE! | #VALUE!
139 | Water Supply Pumps : Supply, Installation, Testing & Commissioning of Single Stage/Multi stage Horizontal / Vertical centrifugal monobloc pumping set with delivery SS 304 body and SS 304 impeller, shaft of stainless steel SS 316 and SS shaft sleeve C.I. Base & head, mechanical seal, connected to a TEFC induction motor suitable for 400/440 volts, 3 phase 50 cycles A.C. supply with 150 mm dia pressure gauge with gunmetal isolation cock, level controller, vibration eliminating pads as required, M.S fabricated base plate bolted to cement concrete foundations complete with fully automatic DOL starter etc complete and as directed by Engineer in Charge. | BI01010001010000000000000515BI0100001336 | [5 empty] | Excess(+) | 1 | Full Conversion | INR
139.01 | OVERHEAD FILLING PUMPS : | BI01010001010000000000000515BI0100001337 | [5 empty] | Excess(+) | 1 | Full Conversion | INR
139.02 | Capacity /Flow rate : 5.0 M3/ Hr | BI01010001010000000000000515BI0100001338 | [5 empty] | Excess(+) | 1 | Full Conversion | INR
139.03 | Pumping Head : 30 m | BI01010001010000000000000515BI0100001340 | [5 empty] | Excess(+) | 1 | Full Conversion | INR
139.04 | Power Requirement (kw) : 1.5 KW or as per manufacturer recommendation | BI01010001010000000000000515BI0100001342 | [5 empty] | Excess(+) | 1 | Full Conversion | INR
139.05 | Location: Plant Room | BI01010001010000000000000515BI0100001343 | [5 empty] | Excess(+) | 1 | Full Conversion | INR
139.06 | 1 Set = 2 Nos. Pump (1 Working+1 Standby) | BI01010001010000000000000515BI0100001344 | [5 empty] | Excess(+) | 1 | Full Conversion | INR
139.07 | Supply, Installation, testing & commissioning | BI01010001010000000000000515BI0100001346 | 1 | Each | 122564 |  |  | Excess(+) | 1 | Full Conversion | INR | [40 empty] | #VALUE! | #VALUE! | #VALUE!
140 | Making connection from existing water supply line including necessary excavation and making good the same including cutting, boring and taping the existing line by providing and installating ferrule and making good the same including cutting. Boring and taping the existing line by providing and installing ferrule connections with necessary fittings as required and making good the same. The rate for this items also includes complete services from the contractor for liasoning works such as filling necessary applications, submission of forms for approval to the municipal authorities depositing the fees and other amounts as required getting the premises installations, inspected and approver and all other formalities required till the water connection is obtained. All the expenses incurred in authorities following up this regard shall be borne by the contractor. Department charges if any will be rreimbursed to the contractor on production of receipt of money deposited with the department etc complete and as directed by Engineer in Charge. | BI01010001010000000000000515BI0100001347 | 1 | L/S | 25000 |  |  | Excess(+) | 1 | Full Conversion | INR | [40 empty] | #VALUE! | #VALUE! | #VALUE!
140.01 | Providing and fixing Y type suction strainer with gunmetal or brass internal parts installed outside water etc complete and as directed by Engineer in Charge. | BI01010001010000000000000515BI0100001349 | [5 empty] | Excess(+) | 1 | Full Conversion | INR
140.02 | 40 mm Dia. | BI01010001010000000000000515BI0100001350 | 1 | No. | 2587 |  |  | Excess(+) | 1 | Full Conversion | INR | [40 empty] | #VALUE! | #VALUE! | #VALUE!
141 | Providing and placing on terrace (at all floor levels) 3 layer insulated polyethylene water storage tank with cover and suitable locking arrangement and making necessary holes for inlet, outlet and overflow pipes but without fittings and the bass support for tank etc complete and as directed by Engineer in Charge. | BI01010001010000000000000515BI0100001351 | 10000 | per litre capacity | 10.6 |  |  | Excess(+) | 1 | Full Conversion | INR | [40 empty] | #VALUE! | #VALUE! | #VALUE!
142 | Providing, fixing, testing & commissioning of wafer end type cast iron butterfly valves conforming to IS : 13095 & BS : 5155 PN 10.00 (10.00 Kg/cm) pressure rating (including flanges) etc complete and as directed by Engineer in Charge. | BI01010001010000000000000515BI0100001352 | [5 empty] | Excess(+) | 1 | Full Conversion | INR
142.01 | 50 mm dia. | BI01010001010000000000000515BI0100001353 | 1 | Nos. | 3495.7 |  |  | Excess(+) | 1 | Full Conversion | INR | [40 empty] | #VALUE! | #VALUE! | #VALUE!
142.02 | 65 mm dia. | BI01010001010000000000000515BI0100001354 | 4 | Nos. | 3967.7 |  |  | Excess(+) | 1 | Full Conversion | INR | [40 empty] | #VALUE! | #VALUE! | #VALUE!
143 | Providing, fixing, testing and commissioning of Fully Automatic micro-controller based water level Controller and Water-Level LED Display & motor protector including sensor, Display Panel, cabling and all fitting and accessories (For Underground Water Tanks & Overhead Water Tanks) etc complete and as directed by Engineer in Charge. | BI01010001010000000000000515BI0100001355 | 7 | Nos. | 25326 |  |  | Excess(+) | 1 | Full Conversion | INR | [40 empty] | #VALUE! | #VALUE! | #VALUE!
144 | Providing and fixing motorized valve including control wiring upto panel & ON/OFF arrangement and all other accessories required to make the system complete including control unit to be made of good quality PVC box, as per IP 65 with cable gland also as per IP 65 and suitable for outdoor installation complete with suitable wiring. This unit should be suitable to operate solenoid valve, float switch and consisting of contactors,control transformer, MCB, Potential free contacts for BMS, indicating lamp for automatic operation of filling OH tank with level to be maintioned between 70% (low) to 100% (full) (Location : Terrace) etc complete and as directed by Engineer in Charge. | BI01010001010000000000000515BI0100001356 | [5 empty] | Excess(+) | 1 | Full Conversion | INR
144.01 | 32 mm Dia | BI01010001010000000000000515BI0100001357 | 1 | Nos. | 12613 |  |  | Excess(+) | 1 | Full Conversion | INR | [40 empty] | #VALUE! | #VALUE! | #VALUE!
145 | Drainage Pumps : Supply, installation, testing & commissioning of Submersible single stage single entry pumps connected to TEFC submersible motor for 415 + 10% volts, 3 phase, 50 cycles A.C. power supply with mechanical seal, pump connector unit with rubber diaphragm and bend, vertical. discharge pipe, in built level controller with operational moded as one pump working at low level, pumps at high level with a hooter alarm and cut off at dry level as determined. The pump shall be provided with a lifting devise of pull chain/guide rail & G.I. heavy class rising main of 5m length cable etc. as per requirement complete in all respects etc complete and as directed by Engineer in Charge. | BI01010001010000000000000515BI0100001358 | [5 empty] | Excess(+) | 1 | Full Conversion | INR
145.01 | Pump shall be installed in a set of Two pumps (One Working and One Standby). | BI01010001010000000000000515BI0100001359 | [5 empty] | Excess(+) | 1 | Full Conversion | INR
145.02 | Plant Room Drainage Pumps [For Plumbing and Fire Fighting Pump Room] : | BI01010001010000000000000515BI0100001360 | [5 empty] | Excess(+) | 1 | Full Conversion | INR
145.03 | (Pumps to be suitable to handle solids upto 10-12 mm size with CI/ body, S.S. shaft, CI/ impeller with cable, double mechanical seal). Capacity/Flow Rate - 172.8 LPM (Each) (10.36 M3/hour) Pumping Head - 10 m Motor H.P - 2.0 KW (Approx)as per manufacturer recommendation RPM - 2900 Location - Plant Room 1 Set = 2 Nos. Pump (1 Working+1 Standby) | BI01010001010000000000000515BI0100001362 | [5 empty] | Excess(+) | 1 | Full Conversion | INR
145.04 | Supply, Installation, testing & commissioning | BI01010001010000000000000515BI0100001368 | 1 | Set | 267679 |  |  | Excess(+) | 1 | Full Conversion | INR | [40 empty] | #VALUE! | #VALUE! | #VALUE!
146 | EXTERNAL DRAINAGE & SEWRAGE | BI01010001010000000000000515BI0100001369 | [5 empty] | Excess(+) | 1 | Full Conversion | INR
147 | Providing laying and jointing glazed stoneware pipes grade ‘A’ with stiff mixture of cement mortar in the proportion of 1:1 (1 cement : 1 fine sand) including testing of joints etc. complete and as directed by Engineer in Charge. | BI01010001010000000000000515BI0100001370 | [5 empty] | Excess(+) | 1 | Full Conversion | INR
147.01 | 150 mm diameter | BI01010001010000000000000515BI0100001371 | 15 | Meter | 427.1 |  |  | Excess(+) | 1 | Full Conversion | INR | [40 empty] | #VALUE! | #VALUE! | #VALUE!
148 | Providing and laying cement concrete 1:5:10 (1 cement : 5 coarse sand : 10 graded stone aggregate 40 mm nominal size) alround SW pipes including bed concrete as per standard design etc complete and as directed by Engineer in Charge. | BI01010001010000000000000515BI0100001372 | [5 empty] | Excess(+) | 1 | Full Conversion | INR
148.01 | 150 mm diameter SW Pipe | BI01010001010000000000000515BI0100001373 | 15 | Meter | 761.85 |  |  | Excess(+) | 1 | Full Conversion | INR | [40 empty] | #VALUE! | #VALUE! | #VALUE!
149 | Providing and fixing square mouth SW gully trap grade ‘A’ complete CI grating brick masonry chamber and water tight CI cover with frame of 300 x 300 mm size (inside) the weight of cover to be not less than 4.50 kg and frame to be not less than 2.7 kg. as per standard design etc complete and as directed by Engineer in Charge. | BI01010001010000000000000515BI0100001374 | [5 empty] | Excess(+) | 1 | Full Conversion | INR
149.01 | 100 x 100 mm size P type With common burnt clay F.P.S. (non modular) bricks of class designation 7.5 | BI01010001010000000000000515BI0100001375 | 9 | Each | 1602.4 |  |  | Excess(+) | 1 | Full Conversion | INR | [40 empty] | #VALUE! | #VALUE! | #VALUE!
150 | Providing and laying non-pressure NP2 class (light duty) RCC pipes with collars jointed with stiff mixture of cement mortar in the proportion of 1:2 (1 cement : 2 fine sand) including testing of joints etc. complete and as directed by Engineer in Charge. | BI01010001010000000000000515BI0100001376 | [5 empty] | Excess(+) | 1 | Full Conversion | INR
150.01 | 150 mm dia RCC pipe | BI01010001010000000000000515BI0100001377 | 95 | Meter | 304.1 |  |  | Excess(+) | 1 | Full Conversion | INR | [40 empty] | #VALUE! | #VALUE! | #VALUE!
151 | Constructing brick masonry manhole in cement mortar 1:4 ( 1 cement : 4 coarse sand ) with R.C.C. top slab with 1:2:4 mix (1 cement : 2 coarse sand : 4 graded stone aggregate 20 mm nominal size), foundation concrete1:4:8 mix (1 cement : 4 coarse sand : 8 graded stone aggregate 40 mm nominal size), inside plastering 12 mm thick with cement mortar 1:3 (1 cement : 3 coarse sand) finished with floating coat of neat cement and making channels in cement concrete 1:2:4 (1 cement : 2 coarse sand : 4 graded stone aggregate 20 mm nominal size) finished with a floating coat of neat cement complete as per standard design etc complete and as directed by Engineer in Charge. | BI01010001010000000000000515BI0100001378 | [5 empty] | Excess(+) | 1 | Full Conversion | INR
151.01 | Inside size 90x80 cm and 45 cm deep including cost of Reinforced Precast Cover With common burnt clay F.P.S. (non modular) bricks of class designation 7.5 | BI01010001010000000000000515BI0100001379 | 8 | Each | 7963.5 |  |  | Excess(+) | 1 | Full Conversion | INR | [40 empty] | #VALUE! | #VALUE! | #VALUE!
152 | Providing orange colour safety foot rest of minimum 6 mm thick plastic encapsulated as per IS: 10910 on 12 mm dia steel bar conforming to IS: 1786 having minimum cross section as 23 mm x 25 mm and over all minimum length 263 mm and width as 165 mm with minimum 112 mm space between protruded legs having 2 mm tread on top surface by ribbing or chequering besides necessary and adequate anchoring projections on tail length on 138 mm as per standard drawing and suitable to with stand the bend test and chemical resistance test as per specification and having manufacture's permanent identification mark to be visible even after fixing, including fixing in manholes with 30x20x15cm cement concrete block 1:3:6 ( 1 cement : 3 coarse sand :6 graded stone aggregate 20 mm nominal size) complete as per design etc complete and as directed by Engineer in Charge. | BI01010001010000000000000515BI0100001380 | 50 | Each | 327.9 |  |  | Excess(+) | 1 | Full Conversion | INR | [40 empty] | #VALUE! | #VALUE! | #VALUE!
153 | Supplying and fixing C.I. cover without frame for manholes etc complete and as directed by Engineer in Charge. 560 mm diameter C.I. cover (heavy duty) the weight of the cover to be not less than 108 kg | BI01010001010000000000000515BI0100001381 | 5 | Each | 5891.2 |  |  | Excess(+) | 1 | Full Conversion | INR | [40 empty] | #VALUE! | #VALUE! | #VALUE!
154 | Supplying and fixing C.I. cover 300x300 mm without frame for gully trap (standard pattern) the weight of cover to be not less than 4.5 kg etc complete and as directed by Engineer in Charge. | BI01010001010000000000000515BI0100001383 | 8 | Each | 279.6 |  |  | Excess(+) | 1 | Full Conversion | INR | [40 empty] | #VALUE! | #VALUE! | #VALUE!
155 | Making connection of drain or sewer line with existing manhole including breaking into and making good the walls, floors with cement concrete1:2:4 mix (1 cement : 2 coarse sand : 4 graded stone aggregate 20 mm nominal size) cement plastered on both sides with cement mortar 1:3 (1 cement : 3 coarse sand), finished with a floating coat of neat cement and making necessary channels for the drain etc. complete etc complete and as directed by Engineer in Charge. | BI01010001010000000000000515BI0100001384 | [5 empty] | Excess(+) | 1 | Full Conversion | INR
155.01 | For pipes 350 to 450 mm diameter | BI01010001010000000000000515BI0100001385 | 1 | Each | 457.2 |  |  | Excess(+) | 1 | Full Conversion | INR | [40 empty] | #VALUE! | #VALUE! | #VALUE!
156 | Constructing brick masonry road gully chamber 50x45x60 cm with bricks of class designation 75 in cement mortar 1:4 (1 cement : 4 coarse sand) including 500 x450mm pre -cast R.C.C. horizontal grating with frame complete as per standard design etc complete and as directed by Engineer in Charge. | BI01010001010000000000000515BI0100001386 | [5 empty] | Excess(+) | 1 | Full Conversion | INR
156.01 | With F.P.S. bricks | BI01010001010000000000000515BI0100001387 | 7 | Each | 4043.1 |  |  | Excess(+) | 1 | Full Conversion | INR | [40 empty] | #VALUE! | #VALUE! | #VALUE!
157 | Earth work in excavation by mechanical means (Hydraulic excavator)/ manual means in foundation trenches or drains (not exceeding 1.5 m in width or 10 sqm on plan) including dressing of sides and ramming of bottoms, lift upto 1.5 m, including getting out the excavated soil and disposal of surplus excavated soil as directed, within a lead of 50 m etc complete and as directed by Engineer in Charge. | BI01010001010000000000000515BI0100001388 | [5 empty] | Excess(+) | 1 | Full Conversion | INR
157.01 | All kind of soils. | BI01010001010000000000000515BI0100001389 | 50 | cum | 166.4 |  |  | Excess(+) | 1 | Full Conversion | INR | [40 empty] | #VALUE! | #VALUE! | #VALUE!
158 | Excavating trenches of required width for pipes, cables etc including excavation for sockets, & dressing of sides, ramming of bottoms, depth upto 1.5m including getting out the excavated soil, & then returning the soil as required, in layers not exceeding 20 cm in depth including consolidating each deposited layer by ramming ,watering, etc and disposing of surplus excavated soil as directed, within lead of 50m etc complete and as directed by Engineer in Charge. | BI01010001010000000000000515BI0100001395 | [5 empty] | Excess(+) | 1 | Full Conversion | INR
158.01 | Pipes, cables etc exceeding 80 mm dia but not exceeding 300 mm dia | BI01010001010000000000000515BI0100001397 | 90 | RM | 225.45 |  |  | Excess(+) | 1 | Full Conversion | INR | [40 empty] | #VALUE! | #VALUE! | #VALUE!
159 | Extra for excavating trenches for pipes, cables etc. in all kinds of soil for depth exceeding 1.5 m, but not exceeding 3 m. (Rate is overcorres ponding basic item for depth upto 1.5 metre) etc complete and as directed by Engineer in Charge. | BI01010001010000000000000515BI0100001398 | 15 | RM | 286.32 |  |  | Excess(+) | 1 | Full Conversion | INR | [40 empty] | #VALUE! | #VALUE! | #VALUE!
160 | PART - I : FIRE FIGHTING PUMPS, PIPING, VALVE & ACCESSORIES :
161 | Electric Motor Driven Hydrant Pump Location - Plant Room :
161.01 | Supplying, installing, testing and commissioning of Fire authority approved Electrical driven fire pump suitable for automatic/ manual operation consisting of the following:
161.02 | i) Horizontal split casing, high pressure, single/ multistage centrifugal type fire pump having cast iron body, bronze impeller,stainless steel shaft & capable of delivering 2280 LPM against a total head of 50 M while running at 1450 RPM complete with proper connection to suction and delivery line, and including bypass arrangement for testing of pumps as per the requirement. Suitable mechanical seal with mounting aggangement shall be included, having a name plate indicating suction, delivery, head, discharge, stages, RPM and direction of rotation.
161.03 | Pump shall be capable of furnishing not less than 150% of rated capacity at a head not less than 65 % of rated head. The shut off head shall not exceed 120% of rated head.
161.04 | ii) Squirrel cage, induction motor, TEFC type suitable for 415 + 10%V, 3 phase, 50 Hz, AC supply, of suitable HP rating for the above pump with synchronous speed of 1450 RPM conforming to IP 55 protection & class 'F' insulation. The motor shall conform to IS 325 1978(up to date) with flexible coupling and coupling guard .
161.05 | iii) Common base plate for mounting pump and motor fabricated of mild steel channel as per manufacturer's recommendation with heavy duty Anti Vibration pads (4 Nos., heavy duty).
161.06 | iv) Suitable reinforced cement concrete pump foundation as per manufacturer's design including foundation bolts, washers as required.
161.07 | v) Flexible Coupling and coupling guard for direct coupling of pump and motor.
161.08 | vi) Drain Pipe with Valve
161.09 | Main Fire Hydran Pump
161.1 | Discharge : 2280 LPM
161.11 | Pumping Head : 50 M
161.12 | vii) Rate should included interconnection cables, foundation and foundation bolts. |  | 1 | Set | 273773.5857 |  |  | Excess(+) | 1 | Full Conversion | INR | [40 empty] | #VALUE! | #VALUE! | #VALUE!
162 | Diesel operated Fire Pump for Hydrant System Location - Plant Room :
162.01 | Supplying, installing, testing & commissioning of fire authority approved Diesel Engine driven fire pump suitable for automatic/manual operations consisting of the following :
162.02 | i) Horizontal split casing, high pressure single/ multistage centrifugal type fire pump having cast iron body, bronze impeller,stainless steel shaft & capable of delivering 2280 LPM against a total head of 50 M while running at 1500 RPM complete with proper connection to suction and delivery line, and including bypass arrangement for testing of pumps as per the requirement. Mechanical seal shall be included, having a name plate indicating suction, delivery, head, discharge, stages, RPM and direction of rotation.
162.03 | Pump shall be capable of furnishing not less than 150% of rated capacity at a head not less than 65% of the rated head. The shut off head shall not exceed 120% of rated head.
162.04 | ii) Water cooled heat exchanger type diesel engine of required BHP or as per manufacturer at 1500 RPM for the above pump complete with standard accessories & suitable cooling system as described in specifications.
162.05 | iii) Common base plate for mounting pump & engine of required strength manufactured out of M.S. channels as per manufacture's recommendation with heavy duty Anti Vibration pads. (Cushy foot) (6 nos., heavy duty).
162.06 | iv) Flexible Coupling & coupling guard for direct coupling of engine & pump.
162.07 | v) Suitable reinforced cement concrete pump foundations as per manufacturer design including foundation bolts, washer as required.
162.08 | vi) 1 No. 200 Lits capacity day oil storage tank fabricated from 4 mm thick M.S. sheet. Tank shall be provided with inlet, outlet, overflow, vent drain connections, manhole cover (300 mm I.D.) & level indicators. Tank shall be mounted on 2 m high steel structural supports with access ladder (Painted with 2 coats of red oxide paint). Tank shall be provided with epoxy coat from inside and one coat of red oxide & two or more coats of synthetic enamel paint of approved colour on out side.
162.09 | vii) 24 volts 180 AH lead acid battery (12 volts - 2 Nos) with boost/Trickle charger for starting the engine automatically complete as required.
162.1 | Diesel Engine driven pump of:
162.11 | Discharge : 2280 LPM
162.12 | Pumping Head : 50 M
162.13 | viii) Rate should include inter connecting cables, foundation & foundation bolts. |  | 1 | Set | 532440.391 |  |  | Excess(+) | 1 | Full Conversion | INR | [40 empty] | #VALUE! | #VALUE! | #VALUE!
163 | Electrical Motor Driven Jockey Pump Location - Plant Room :
163.01 | Supplying, installing, testing & commissioning of fire authority approved electrically driven Jockey pump suitable for automatic/manual operation consisting of the following:
163.02 | i) Horizontal / Vertical mounted multistage jockey pump having cast iron body, S.S. impeller, stainless shaft with mechanical seal capable of delivering 180 LPM against total head of 50 M while running at 2900 RPM complete. The system shall be complete with necessary pressure gauge with gun metal shut off cock on delivery side including bypass arrangement for testing of working of the pumping set as required. The pump should meet the requirement of IS 15105:2002 and must be approved by the local fire authority.
163.03 | ii) Squirrel cage induction motor suitable for 415 + 10%V, 3 phase, 50 Hz, AC supply of suitable HP rating for the above pump with synchronous speed of 2900 RPM T.E.F.C type connected to pump with flexible coupling and coupling guard .
163.04 | iii) Common base plate for mounting pump and motor fabricated of mild steel channel as per manufacturer's recommendation with heavy duty 4 Nos. Anti Vibration pads.(Cushy foot)
163.05 | iv) Suitable reinforced cement concrete pump foundations as per manufacturer's design including foundation bolts, washers as required.
163.06 | v) Drain pipe with valve (25 mm dia)
163.07 | vi) Jockey Pump :-
163.08 | Discharge : 180 LPM
163.09 | Pumping Head : 100 M
163.1 | vii) Rate shall include inter connecting cables, foundation & foundation bolts. |  | 1 | Set | 102371.787 |  |  | Excess(+) | 1 | Full Conversion | INR | [40 empty] | #VALUE! | #VALUE! | #VALUE!
164 | Electrical Motor Driven Terrace Pump Location - Terrace:
164.01 | i) Supplying, installing, testing & commissioning of fire authority approved electrically driven Terrace pump suitable for automatic/manual operation consisting of the following:
164.02 | ii) Horizontal centrifugal end suction type fire pump capable of delivering 450 LPM against a total head of 30 M while running at 2900 r.p.m. complete with burdon type pressure gauge with Gun metal cocks/ valves etc. on the delivery side, including bypass arrangement. Gland arrangement shall be included.
164.03 | iii) Squirrel cage, TEFC induction motor suitable for 415 ± 6%V, 3 phase, 50 Hz A.C. supply of suitable H.P. for the above pump running at 2900 r.p.m. conforming to IP 55 pralecting and class 'H' insulation. The motor shall be conform to IS:325-1978 (upto date)
164.04 | iv) Common bed plate for mounting pump & motor of requisite strength manufactured out of M.S. channel as per manufacturer's recommendation.
164.05 | v) Antivibration (Cushy foot) heavy duty mounting pads as per requirement.
164.06 | vi) Coupling and coupling guard for direct coupling of motor and pump.
164.07 | vii) Terrace Fire Pump
164.08 | Flow rate : 450 LPM (27.00 m3/hr)
164.09 | Pumping Head : 30 M
164.1 | Motor KW : 5.5 KW (Approx) or As per manufacturer recommendation |  | 1 | Set | 45566.224 |  |  | Excess(+) | 1 | Full Conversion | INR | [40 empty] | #VALUE! | #VALUE! | #VALUE!
165 | Providing, fixing, testing and commissioning of precharged air vessel (size 450 mm dia & 1500 mm height) fabricated shell from 8 mm thick & dished end 10 mm thick M.S. Plate for pressurization of hydrant system complete with adequate pressure switches (as per design / requirement) with valve to operate as per operating sequences including 25 mm dia drain valve, air release valve with ball cock on top, 25 mm dia inlet with isolating valve duly painted from inside and out side complete as required. |  | 1 | Nos. | 42243.47 |  |  | Excess(+) | 1 | Full Conversion | INR | [40 empty] | #VALUE! | #VALUE! | #VALUE!
166 | Providing, fixing, testing and commissioning of heavy duty class 'C' MS pipe conforming to, IS : 1239 (Part-1) marked with all necessary fittings like tees, elbows, flanges, reducers, gaskets, nuts and bolts etc. Standard MS fitting with welded joints or screwed joints as required including fixing the pipe with necessary structural supports including painting of two coats of synthetic enamel paint over two coats of red oxide primer including all civil breakage’s and making good the same GI Pipe / PVC sleeve of suitable higher size shall be provided whereever the pipes are crossing the walls/ floors and sealing the sleeves with glass wool in between & fire sealant compound at either end all as per project Manger/ Consultants requirement including cutting holes and chases in brick, RCC work. All hangers, clamps brackets etc shall be of galvanized Iron unless specified other wise and then supply of the same shall be included for the rates under this head. Welding of any kind on the galvanized support / hanger shall not be permitted including synthetic enamel paint of approved make over a coat of zinc primer. [ Location : Plant room].
166.01 | 150 mm dia. |  | 12 | RM | 1886.45 |  |  | Excess(+) | 1 | Full Conversion | INR | [40 empty] | #VALUE! | #VALUE! | #VALUE!
166.02 | 100 mm dia. |  | 5 | RM | 1496.15 |  |  | Excess(+) | 1 | Full Conversion | INR | [40 empty] | #VALUE! | #VALUE! | #VALUE!
166.03 | 50 mm dia. |  | 2 | RM | 806.62 |  |  | Excess(+) | 1 | Full Conversion | INR | [40 empty] | #VALUE! | #VALUE! | #VALUE!
166.04 | 40 mm dia. |  | 2 | RM | 520.4 |  |  | Excess(+) | 1 | Full Conversion | INR | [40 empty] | #VALUE! | #VALUE! | #VALUE!
167 | Providing, fixing, testing and commissioning of C.I. Butterfly valve with cast iron body, SS shaft, SS disc and seat of EPDM rubber banded on bakelite with hard back to PN 1.0 (10 kg /cm2 pressure rating) conforming to IS : 13095 with flanges, nut, bolts and washers and painting complete :-
167.01 | 150 mm dia |  | 6 | Each | 5304.8 |  |  | Excess(+) | 1 | Full Conversion | INR | [40 empty] | #VALUE! | #VALUE! | #VALUE!
167.02 | 100 mm dia |  | 2 | Each | 3587.72 |  |  | Excess(+) | 1 | Full Conversion | INR | [40 empty] | #VALUE! | #VALUE! | #VALUE!
167.03 | 50 mm dia |  | 1 | Each | 2052.12 |  |  | Excess(+) | 1 | Full Conversion | INR | [40 empty] | #VALUE! | #VALUE! | #VALUE!
167.04 | 40 mm dia |  | 1 | Each | 1675.2 |  |  | Excess(+) | 1 | Full Conversion | INR | [40 empty] | #VALUE! | #VALUE! | #VALUE!
168 | Providing and fixing of CI Y type suction strainer with gunmetal or brass internal parts installed outside water tanks.
168.01 | 150 mm dia |  | 2 | Each | 18146.925 |  |  | Excess(+) | 1 | Full Conversion | INR | [40 empty] | #VALUE! | #VALUE! | #VALUE!
169 | Providing, fixing, testing & commissioning of C.I. dual plate non-return valve [PN 1.6 Rating (10kg/cm2] conforming to IS 778 and test pressure not less than 15 kg/cm2, complete 2 nos. matching flanges, rubber insertion, with nuts, bolts and washers etc of following sizes .
169.01 | 150 mm dia |  | 2 | Each | 15903.6 |  |  | Excess(+) | 1 | Full Conversion | INR | [40 empty] | #VALUE! | #VALUE! | #VALUE!
169.02 | 100 mm dia |  | 1 | Each | 13915.65 |  |  | Excess(+) | 1 | Full Conversion | INR | [40 empty] | #VALUE! | #VALUE! | #VALUE!
169.03 | 40 mm dia |  | 1 | Each | 6122.886 |  |  | Excess(+) | 1 | Full Conversion | INR | [40 empty] | #VALUE! | #VALUE! | #VALUE!
170 | Providing and fixing of suitable flexible neoprene rubber expansion joint, single arch with integral rubber flanges with SRR drilled as per BS-10, Table-D, complete.
170.01 | 150 mm dia |  | 4 | Each | 1987.95 |  |  | Excess(+) | 1 | Full Conversion | INR | [40 empty] | #VALUE! | #VALUE! | #VALUE!
170.02 | 50 mm dia |  | 1 | Each | 1409.3 |  |  | Excess(+) | 1 | Full Conversion | INR | [40 empty] | #VALUE! | #VALUE! | #VALUE!
170.03 | 40 mm dia |  | 1 | Each | 774.05 |  |  | Excess(+) | 1 | Full Conversion | INR | [40 empty] | #VALUE! | #VALUE! | #VALUE!
171 | Providing, fixing, testing & commissioning of M.S. class 'C' diesel pump exhaust pipe including all fittings like bends, tee, clamps/structural steel support of suitable dia for the engine . The pipe shall be insulated with 100 mm thick mineral wool insulation wrapped in chicken mesh with clad with 24 gauge aluminium sheet.
171.01 | 100 mm dia |  | 20 | RM | 2884.7 |  |  | Excess(+) | 1 | Full Conversion | INR | [40 empty] | #VALUE! | #VALUE! | #VALUE!
172 | The pressure switches shall be employed for starting and shutting down operation of pumps automatically, dictated by line pressure. The Pressure Switch shall be diaphragm type. The housing shall be die cast aluminium, with SS 316 movement, pressure element and socket. The set pressure shall be adjustable. |  | 3 | Each | 1925 |  |  | Excess(+) | 1 | Full Conversion | INR | [40 empty] | #VALUE! | #VALUE! | #VALUE!
173 | Providing and fixing of Stainless-Steel Fire Brigade Suction Hose coupling (Draw-out Connection) with nut for female coupling as per IS:902- 1974 complete with 100 mm dia. G.I. Suction pipe and 100 mm dia. 1No. C.I. Foot valve flanged (to be connected to static water tank). |  | 1 | Each | 19250 |  |  | Excess(+) | 1 | Full Conversion | INR | [40 empty] | #VALUE! | #VALUE! | #VALUE!
174 | FIRE PUMP ELECTRICAL PANEL (FPP)
175 | Fabrication, Supplying, Installation, Testing & Commissioning of Electrical Fire Motor Control Panel of cubical construction, floor mounted type, fabricated out of 2mm. thick CRCA sheet, compartmentalized with hinged lockable doors, dust and vermin proof, powder coated of approved shade after 7 tank treatment process, cable alley, interconnection with solid aluminium strip / single core PVC insulated FRLS copper conductor cable, having suitable mountings for switchgears and accessories and internal control & power wiring with suitable rating PVC insulated FRLS copper conductor, earth terminals, numbering etc. complete in all respects, suitable for operation on 415 V, 3 phase 50 HZ AC supply with enclosure protection class IP 42 with 800 Amp aluminium bus bar etc complete as required.
175.01 | Incoming
175.02 | a) MCCB, TPN 160 A, 25ka with adjustable thermal magnetic release and rotary handle (ICS= ICU= 25Ka) - 1 set.
175.03 | b) Digital Ammeter (0 - 160 A), 96 mm. sq. CT operated with inbuilt selector switch with 3 Nos. CT's of ratio 160/5 A, 10 VA burden and accuracy of class 1.0 - 1 Sets
175.04 | c) Digital Volt Meter (0-500 V) 96 mm. sq. with inbuilt selector switch and control MCBs - 1 Sets
175.05 | d) Phase Indicating coloured LED (RYB) with control MCBs - 1 Sets
175.06 | Bus Bar :
175.07 | Electrolytic high conductivity aluminium three phase and neutral bus bars rated at 415V, 200 amps, 50Hz, AC, insulated with heat shrinkable coloured PVC sleeves & clip on shrouds for joints.
175.08 | Outgoing for Main Fire Pump
175.09 | a) MCCB TPN, 125 A (with adjustable thermal magnetic release and (Ics=Icu=25KA), with CT operated digital Ammeter (0 - 160 A), with 3 CT's of 160/5 A, 10 VA, accuracy 1.0, ASS and coloured LED for on (Red) indication - 2Set (1 W + 1 Spare)
175.1 | b) Fully Automatic Star Delta Starter suitable for fire Pumps motor of minimum 50 HP / (as per the recommendation of pump manufacturer) complete with over load protection, current sensing type single phase preventer complete with contactors, push button, indicators LED type Auto/manual selector switches all accessories and FRLS copper conductor wiring etc. as required - 1 Set
175.11 | c) MCCB TPN, 40 A, 16 KA with CT operated digital Ammeter (0 - 40 A), with 3 CT's of 40/5 A, 10 VA, accuracy 1.0, ASS and coloured LED for on (Red) indication with adjustable thermal magnetic release - 3 Set(1 spare)
175.12 | d) Fully Automatic DOL Starter suitable for Jockey Pumps motor of minimum 5.0 HP / (as per the recommendation of pump manufacturer) complete with over load protection, current sensing type single phase preventer complete with contactors, push button, indicators LED type Auto/manual selector switches all accessories and FRLS copper conductor wiring etc. as required - 2 Set
175.13 | e) MCCB TPN, 32 A, 16 KA with adjustable thermal magnetic release - 1 Set
175.14 | f) MCB 4 Pole, 32/40/63 A, 10 KA 'C' - 2 Set
175.15 | g) MCB Double Pole, 16/25 A, 10 KA 'C' - 3 sets.
175.16 | h) MCCB, TPN isolator 40 A, 16ka with adjustable thermal magnetic release and rotary handle (ICS= ICU= 16Ka) - 1 set with suitable mounted in CRCA enclosure of 2mm thick IP-65 rated near terrace pump. (1 Nos.)
175.17 | Diesel Engine Control
175.18 | i) Auto / Manual selector switch and 3 attempt Starting device, Electronic timer, Relays, Auxiliary switches, Rotary switches, Tripping relays, Contactors, Push button for manual Start / Stop etc. to make the equipment automatic as per functional requirement.
175.19 | j) Battery charging unit suitable for 24 V DC with boost and trickle charger, selector switch, with suitable rating transformer, rectifier, RC filter network, fuses on AC and DC protection, 0 - 30 V DC Digital Volt meter, 0 - 20 A DC Digital Ammeter, the charger should be cut off when the engine is started and the batteries shall be charged from battery charging alternator provided in the engine.
175.2 | k) Suitable rating & type standard relays, contactors and other accessories for automatic operation of diesel engine
175.21 | l) Indication LED's for high / low lub, oil pressure, water temperature, engine on indicator, with suitable alarms, acknowledgement button etc.
175.22 | System Controller
175.23 | m) Designing, Supply, Installation, Testing and Commissioning of system controller to control operation of Main Electric Fire Pumps, Diesel Engine Pump, Jockey Pumps, Terrace Pump in sequence as per specification consisting of relays, timers, sensors, annunciation window for fault indication, complete as per specification.
175.24 | n) First Jockey pump will start than hydrant start, in case of failure of power diesel pump will start.
175.25 | o) Colour coded internal wiring and connections etc. with suitable size Fire Retardant Low Smoke PVC insulated copper cable / solid aluminium strip / bus bar from incoming to bus bar and from bus bar to switch gears / MCCB, starters, meters, selector switches, indicating LED's, interlocking and sequence operation arrangements.
175.26 | p) Terminal facility for repeat indicator of various audio and visual indications.
175.27 | Fire panel as above |  | 1 | Set | 228600 |  |  | Excess(+) | 1 | Full Conversion | INR | [40 empty] | #VALUE! | #VALUE! | #VALUE!
176 | Supply and installing of following size of perforated hotdip G.I. cable trays including horizontal and vertical bends, reducers, tees, cross members and other accessories as required and duly suspended from the ceiling with full threaded GI suspenders, along the wall with supports and including painting etc. as required & approved by thye Engineer Incharge.
176.01 | 300 mm width x 40 mm depth x 1.6 mm thickness |  | 20 | Mtrs. | 602.2 |  |  | Excess(+) | 1 | Full Conversion | INR | [40 empty] | #VALUE! | #VALUE! | #VALUE!
176.02 | 150 mm width x 40 mm depth x 1.6 mm thickness |  | 10 | Mtrs. | 301.1 |  |  | Excess(+) | 1 | Full Conversion | INR | [40 empty] | #VALUE! | #VALUE! | #VALUE!
176.03 | 100 mm width x 40 mm depth x 1.6 mm thickness |  | 20 | Mtrs. | 225.825 |  |  | Excess(+) | 1 | Full Conversion | INR | [40 empty] | #VALUE! | #VALUE! | #VALUE!
177 | Supply, laying, connecting, testing & commissioning of following size of 1.1 kv grade multicore aluminium/ copper conductor XLPE insulated PVC sheathed armoured cable as per IS: 7098:1988 (Part-I) with upto date amendments etc. complete as required. Tagging on both the ends will be done with aluminium tags etc. complete as required.(Quantities as per site requirement shall be finally estimated & executed accordingly with prior approval.)
177.01 | 3 core x 50 sqmm |  | 30 | Mtrs. | 1706.1 |  |  | Excess(+) | 1 | Full Conversion | INR | [40 empty] | #VALUE! | #VALUE! | #VALUE!
177.02 | 3 core x 10 sqmm |  | 60 | Mtrs. | 423 |  |  | Excess(+) | 1 | Full Conversion | INR | [40 empty] | #VALUE! | #VALUE! | #VALUE!
177.03 | 3 core x 2.5 Sq mm copper conductor armoured control cable. |  | 30 | Mtrs. | 169.2 |  |  | Excess(+) | 1 | Full Conversion | INR | [40 empty] | #VALUE! | #VALUE! | #VALUE!
178 | Supplying and making indoor end termination with brass compression gland (Heavy duty) and suitable copper / aluminium lugs for following size of XLPE insulated PVC sheathed copper/ aluminium conductor armoured/ unarmoured cable of 1.1 KV grade including cost of ferrules, cable sockets, insulation tape & other accessories etc. complete as required.
178.01 | 3 core x 50 sqmm |  | 2 | Set | 466.705 |  |  | Excess(+) | 1 | Full Conversion | INR | [40 empty] | #VALUE! | #VALUE! | #VALUE!
178.02 | 4 core x 25 sqmm |  | 4 | Set | 398.9575 |  |  | Excess(+) | 1 | Full Conversion | INR | [40 empty] | #VALUE! | #VALUE! | #VALUE!
178.03 | 25 mm x 5 mm GI strip |  | 4 | Set | 195.715 |  |  | Excess(+) | 1 | Full Conversion | INR | [40 empty] | #VALUE! | #VALUE! | #VALUE!
178.04 | Note : Contractor shall include in his rate for providing level controller, pressure switches, wiring, cabling from level controller/pressure switch to panel etc. complete as required to operate the system automatic/manual. Pump shall be protected against running dry.
179 | PART - II : FIRE HYDRANT SYSTEM (INTERNAL) : |  | 50 | Metre | 75.275 |  |  | Excess(+) | 1 | Full Conversion | INR | [40 empty] | #VALUE! | #VALUE! | #VALUE!
180 | SUPPLY, INSTALLATION, TESTING AND COMMISSIONING OF: |  | 80 | Metre | 30.11 |  |  | Excess(+) | 1 | Full Conversion | INR | [40 empty] | #VALUE! | #VALUE! | #VALUE!
181 | Providing, fixing, testing & commissioning of Black Mild Steel Class `C' (heavy class) pipes conforming to IS : 1239 Part-I including cutting, threading, welding & all fittings (Standard MS fitting with welded joint shall be used on Pipe) like flanges, tees, elbows, bends junctions, reducers etc. welded or screwed joints, clamps & structural steel supports or as required/ directed at site including cutting & making good the walls, floors, RCC work etc cutting chases & filling the same with cement concrete 1:3:6 (1 cement :3 coarse sand :6 graded stone aggregate 20 mm nominal size) including Providing painting the pipes with 2 coats of desired shade of synthetic enamel paint over 2 coats of Red oxide primer. Prior to application of primer the surface should be cleaned for any dirt, rusts, rough substance etc. including Providing painting of legend both direction arrow as per the approval of project manager (For Internal Hydrant system).
181.01 | 150 mm dia |  | 76 | RM | 2236.2 |  |  | Excess(+) | 1 | Full Conversion | INR | [40 empty] | #VALUE! | #VALUE! | #VALUE!
181.02 | 100 mm dia |  | 15 | RM | 1386.8 |  |  | Excess(+) | 1 | Full Conversion | INR | [40 empty] | #VALUE! | #VALUE! | #VALUE!
181.03 | 80 mm dia |  | 5 | RM | 1144.24 |  |  | Excess(+) | 1 | Full Conversion | INR | [40 empty] | #VALUE! | #VALUE! | #VALUE!
181.04 | Notes :
181.05 | i) Pipes upto 50 mm dia shall be threaded joints, above 50 mm shall be welded joints.
181.06 | ii) For Pipe up to 50 mm dia standard threaded forged steel fitting and Pipe above 50 mm dia standard MS fitting with welded joint shall be used.
181.07 | iii) Steel Structural Supports are included in this item.
181.08 | iv) G.I. pipe sleeve of suitable higher size shall be provided wherever the pipe are crossing the wall/floors and sealing the sleeves with glass wool in between and fire sealant compound at either end all as per Project Manager's requirement.
182 | Providing, fixing, testing & commissioning of Stainless steel single headed ISI marked oblique pattern hydrant landing valves with 80mm dia flanged inlet & 63 mm dia instantaneous type female outlet complete with stainless steel cap and GI chain, twist release type plugh and all accessories as per IS : 5290 -1993 (Type 'A') including fixing with anchor fasteners and flanged tapping from wet riser. |  | 4 | Each | 5536.35 |  |  | Excess(+) | 1 | Full Conversion | INR | [40 empty] | #VALUE! | #VALUE! | #VALUE!
183 | Providing, fixing, testing & commissioning of 15 m long non-perlocating, rubber reinforced lined fire hose pipe (as per IS : 636-1979, Type A) of 63 mm dia and length as described below. The hose shall be rated for brust pressure of 35.7 Kg/sqcm. Hose shall be complete with ISI marked SS male & female coupling (IS:903) bound & rivetted to hose pipe with copper rivets & 1.5 mm copper wire. (Internal fire hydrant) |  | 8 | Each | 4921.2 |  |  | Excess(+) | 1 | Full Conversion | INR | [40 empty] | #VALUE! | #VALUE! | #VALUE!
184 | Providing, fixing, testing & commissioning of 63 mm dia Instantaneous Pattern (male) Stainless Steel short size branch pipe with nozzle of 20 mm nominal bore outlet as per IS:903 : 1993 suitable to fit with standard instantaneous type 63mm dia coupling ISI marked (IS:903:1993) complete. |  | 4 | Each | 2300.263 |  |  | Excess(+) | 1 | Full Conversion | INR | [40 empty] | #VALUE! | #VALUE! | #VALUE!
185 | Providing and fixing standard fireman's axe with heavy insulated rubber handle tested for 20 Kilowatts. |  | 4 | Each | 2412.956 |  |  | Excess(+) | 1 | Full Conversion | INR | [40 empty] | #VALUE! | #VALUE! | #VALUE!
186 | Providing, fixing, testing & commissioning of Wall mounting swinging type first aid fire hose reel with drum, hanging bracket, 36.5 Mtr. length x 20 mm dia heavy duty high pressure hose reel tubing as per IS: 444 with gun metal (GM) shut off nozzle having 6.5 mm dia orifice. The hose reel shall be conforming to IS : 884-1985. Rate shall include 25 mm dia M.S. pipe (heavy class) connection from Riser to hose reel, sockets, nipples, elbows and ball valve (25 mm dia). Drum shall be fixed on adjoining wall by means of 120 mm x 100 mm long fasteners, bolts and nuts including painting. |  | 4 | Set | 7996.95 |  |  | Excess(+) | 1 | Full Conversion | INR | [40 empty] | #VALUE! | #VALUE! | #VALUE!
187 | Providing, fixing of Weather proof standard fire hose cabinet (750 mm x 600 mm x 300 mm deep) made out of 16 SWG powder coated M.S. sheet having single or double opening glazed (4.0 mm thick glass) shutter including necessary locking arrangement by allan key, stove enamelled Fire red finish (as per IS : 5, shade no. 536) with " Fire Hose" marked on front, suitable for housing 2 nos. 15m long 63 mm dia Hose pipe, 1 No. branch pipe & nozzle spanner (For Terrace Hydrant). |  | 1 | Each | 3652.7105 |  |  | Excess(+) | 1 | Full Conversion | INR | [40 empty] | #VALUE! | #VALUE! | #VALUE!
187.01 | (Cost shall be inclusive of providing break glass box containing key for the cabinet along with hammer).
188 | Providing & fixing fire authority approved weather proof M.S. fire hose door (size 900 (L) x 2100 (H)) made out of 16 gauge M.S. sheet Angle frame capable of accommodating fire hose reel, fire hydrant, hose pipe, fittings & accessories. The door shall have a single or double glazed front glass door (with 4 mm thick glass) with lock & key arrangement & shall be painted with Fire red as per IS:5, shade no. 536. Drain arrangement shall be provided by Contractor. (For Internal Hydrant) |  | 2 | Each | 8768.506 |  |  | Excess(+) | 1 | Full Conversion | INR | [40 empty] | #VALUE! | #VALUE! | #VALUE!
188.01 | Providing, fixing, testing & commissioning of Air release valve with 15mm dia stop cock, flanged inlet connection, pressure gauge with gun metal stop cock complete with all accessories as required and conforming to IS IS : 12992 (Part 1). |  | 1 | Each | 3013.92 |  |  | Excess(+) | 1 | Full Conversion | INR | [40 empty] | #VALUE! | #VALUE! | #VALUE!
189 | Providing, fixing, testing & commissioning of dial type (150 mm) pressure gauge with isolation ball valve suitable for working pressure of 250 PSI with no Syphon. Cost shall be inclusive of providing any short pieces, nipples, elbows etc as required. |  | 3 | Each | 1675.2 |  |  | Excess(+) | 1 | Full Conversion | INR | [40 empty] | #VALUE! | #VALUE! | #VALUE!
189.01 | Providing, fixing, testing & commissioning of ball valve with SS ball suitable for test pressure of not less than 15 kg / sq.cm of the following size with nuts, bolts, gaskets, necessary accessories, etc as required.
189.02 | 25 mm dia |  | 1 | Each | 2398.793 |  |  | Excess(+) | 1 | Full Conversion | INR | [40 empty] | #VALUE! | #VALUE! | #VALUE!
190 | PART - III: FIRE EXTINGUISHER :
190.01 | Note :
190.02 | [1] All Fire Extinguisher shall be HCFC, CFC and Halons free.
190.03 | [2] The Fire Extinguisher Manufacturer/Supplier shall provide declaration, Technical Data Sheet/cutsheet of All type of Fire extinguisher to be installed.
191 | Providing and fixing Carbon-di-oxide fire extinguishers consisting of welded M.S cylindrical body,squeeze lever discharge valve fitted with internal discharge tube, ISI marked high pressure discharge hose, discharge nozzle, suspension bracket, confirming to IS : 15683 finished externally with red enamel paint and fixed to wall with brackets with rawl plug/dash fasteners complete with internal charge with CO2 gas conforming to IS : 307-1996..
191.01 | Capacity 4.5 kg. I.S.I. Marked. (IS : 15683 : 2006) |  | 14 | Each | 11119.105 |  |  | Excess(+) | 1 | Full Conversion | INR | [40 empty] | #VALUE! | #VALUE! | #VALUE!
192 | Providing and fixing ABC stored pressure dry chemical powder (mono ammonium phosphate) Fire Extinguisher IS : 15683 latest revision manufacturer and of CRCA sheet in welded construction, finish with High quality epoxy polyster powder coated complete with brass forged ball valve, gun metal cap and nozzle, including initial filled and wall suspension bracket (suitable for fighting in class 'A', B & 'C' that is wood, textile, flammable liquid, electric and gases).
192.01 | Capacity 6 Kg (IS : 15683 : 2006) |  | 3 | Each | 6228.91 |  |  | Excess(+) | 1 | Full Conversion | INR | [40 empty] | #VALUE! | #VALUE! | #VALUE!
192.02 | Providing and fixing Dry chemical powder Fire extinguisher IS : 15683 latest revision manufacturer out of CRCA sheet IS : 513 in welded construction, finish with epoxy polyester powder coating complete with gun metal cap and nozzle including initial filled with dry powder sodium Bio-carbonate base and CO2 gas cartridge complete with wall suspension brackets (suitable for fighting fires in class 'B' and 'C' fire that is inflammable liquid and gases).
192.03 | Capacity 6 Kg (IS : 15683 : 2006) |  | 1 | Each | 10909.08 |  |  | Excess(+) | 1 | Full Conversion | INR | [40 empty] | #VALUE! | #VALUE! | #VALUE!
193 | Supplying and installing at approved location approved make fire buckets at 24 gauge galvanized stseel sheet, standard 9 liters capacity and of round bottom shape, painted white inside and red outside and black on the bottom, inscribed with letter "FIRE" in black and gold. Cost shall be inclusive of Providing MS stand duly painted over a coat of primer (one stand shall be suitable for hanging 5 buckets. |  | 1 | Set | 2691 |  |  | Excess(+) | 1 | Full Conversion | INR | [40 empty] | #VALUE! | #VALUE! | #VALUE!
194 | Supply,fitting, fixing and installation of Auto passenger elevator (lift G+2) with 8 Nos of passengers capacity (544 Kgs.), 1 mps capacity of speed, one side opening (Centre opening) entry-exit, stainless steel mirror finishing with variable voltage variable frequency (VVVF) drive door operating system including all taxes and all cost of labour,testing, inspection from the Electrical inspector of ELBO, T&P etc. complete required as per the specifiation mentioned in DTCN and approved by the Engineer Incharge. |  | 1 | Set | 1250000 |  |  | Excess(+) | 1 | Full Conversion | INR | [40 empty] | #VALUE! | #VALUE! | #VALUE!
Total in Figures | [51 empty] | #VALUE! | #VALUE! | #VALUE! | 4 | Construction of chamber for 100mm sluice plates | item5 | 10 | Nos
Quoted Rate in Figures |  |  |  | Select | [47 empty] | 0 | 0 | #VALUE!
Quoted Rate in Words |  | #VALUE!
Note on K13: gepadmin: 1. If you choose "Full Conversion" then Column BA (AMOUNT) and Column BB (TAXES) BOTH values will be convert based on selected Currency in (Column L). 2. If you choose "Partial Conversion" then Column BA (AMOUNT) only will be converted based on selected currency (Column L) and Column BB (TAXES) value (INR) will be added to the converted values.
Validate
Print
Help

## Macros
Please Enable Macros to View BoQ information